## Main Sheet
Scenario - Site Price and Cost Report
Tender Project: ENO SingTel Mobile Singapore LTE Final
Scenario: 00 FY12/13 Radio Weekend Work (28April12)
Currency: SGD
Phase: All Phases
Area: All Areas
Category: All Categories
Item No | Name |  | Ericsson Name | Quantity | Unit Gross Price | Total Gross | Discount(%) | Unit Net Price (Before Incentives) | Total Net Price (Before Incentives)
1 | Mar 2013, Year 2 |  |  |  |  | 179721605.3404 |  |  | 92569073.1408
1.1 | 11 RAN-(2G3G Mod) Details Pricing |  |  |  |  | 42728813.3814 |  |  | 18573842.2769
1.1.1 | 01 Hardware 2G |  |  |  |  | 8104887.2033 |  |  | 4862932.322
1.1.1.1 | 2G 2G Batteries for Co-site 3G |  |  |  |  | 360031.77 | 40 |  | 216019.062
1.1.1.1.1 | Battery set, 48V/100 Ah (NSB) for BBS 6201 (1 piece) |  |  | 2 | 1419 | 2838 | 40 | 851.4 | 1702.8
1.1.1.1.1.1 | Battery set, 48V/100 Ah (NSB) |  |  | 1 | 1419 | 2838 | 40 | 851.4 | 1702.8 | Yes | PRA
1.1.1.1.2 | Battery set, 48V/100 Ah,incl.cable set for RBS 6102 (1 piece) |  |  | 11 | 5209 | 57299 | 40 | 3125.4 | 34379.4
1.1.1.1.2.1 | Battery set, 48V/100 Ah,incl.cable set for RBS 6102 |  |  | 1 | 5209 | 57299 | 40 | 3125.4 | 34379.4 | Yes | PRA
1.1.1.1.3 | BBS6201-No Batt. |  |  | 2 | 1300.84 | 2601.68 | 40 | 780.504 | 1561.008
1.1.1.1.3.1 | RBS 6201 interface |  |  | 1 | 290.63 | 581.26 | 40 | 174.378 | 348.756 | Yes | PRA
1.1.1.1.3.2 | RBS DC cable, 20 m (< 2x10m), 50 mm2 |  |  | 1 | 297 | 594 | 40 | 178.2 | 356.4 | Yes | PRA
1.1.1.1.3.3 | Battery set, 48V/100 Ah (NSB) |  |  | 0 | 1419 | 0 | 40 | 851.4 | 0 | Yes | PRA
1.1.1.1.3.4 | Compact rack with PCU-DC |  |  | 1 | 713.21 | 1426.42 | 40 | 427.926 | 855.852 | Yes | PRA
1.1.1.1.4 | BBU6101 (170Ah) (No Batteries) |  |  | 33 | 5811.78 | 191788.74 | 40 | 3487.068 | 115073.244
1.1.1.1.4.1 | Standard Door Lock/Key |  |  | 1 | 121.31 | 4003.23 | 40 | 72.786 | 2401.938 | Yes | PRA
1.1.1.1.4.2 | BBU 6101 with Active Cooling |  |  | 1 | 5658.47 | 186729.51 | 40 | 3395.082 | 112037.706 | Yes | PRA
1.1.1.1.4.3 | Outdoor Battery Accessory Kit |  |  | 1 | 32 | 1056 | 40 | 19.2 | 633.6 | Yes | PRA
1.1.1.1.5 | NSB Std Battery Set, 48V/170Ah For BBU6101 (1 Set) |  |  | 33 | 2153.15 | 71053.95 | 40 | 1291.89 | 42632.37
1.1.1.1.5.1 | Battery Set, 48V/170 Ah (NSB Std) |  |  | 1 | 2153.15 | 71053.95 | 40 | 1291.89 | 42632.37 | Yes | PRA
1.1.1.1.6 | NSB Std Battery Set, 48V/170Ah For SSC-02 (1 Set) |  |  | 16 | 2153.15 | 34450.4 | 40 | 1291.89 | 20670.24
1.1.1.1.6.1 | Battery Set, 48V/170 Ah (NSB Std) |  |  | 1 | 2153.15 | 34450.4 | 40 | 1291.89 | 20670.24 | Yes | PRA
1.1.1.2 | 2G RBS6101 1xRUS 1xDUG20 Stand-Alone |  |  |  |  | 3032616.5797 | 40 |  | 1819569.9478
1.1.1.2.1 | RBS6101 1xRUS_1xDUG20_Stand-Alone (No TRX_No Power HWAC) |  |  | 241 | 12583.4713 | 3032616.5797 | 40 | 7550.0828 | 1819569.9478
1.1.1.2.1.1 | BFU, Battery Fuse Unit |  |  | 1 | 594.8555 | 143360.1681 | 40 | 356.9133 | 86016.1009 | Yes | PRA
1.1.1.2.1.2 | Output Power HWAC 20W->40W (per RU) |  |  | 0 | 967.9358 | 0 | 40 | 580.7615 | 0 | Yes | PRA
1.1.1.2.1.3 | Service Outlet |  |  | 0 | 78.1867 | 0 | 40 | 46.912 | 0 | Yes | PRA
1.1.1.2.1.4 | Smoke Detector kit |  |  | 0 | 823.9017 | 0 | 40 | 494.341 | 0 | Yes | PRA
1.1.1.2.1.5 | PSU 230VAC: Power Supply Unit, 230 VAC |  |  | 2 | 313.7654 | 151234.9421 | 40 | 188.2593 | 90740.9652 | Yes | PRA
1.1.1.2.1.6 | RBS 6101 Cabinet, 230 VAC (no RU, no PSU incl.) |  |  | 1 | 6097.033 | 1469384.9484 | 40 | 3658.2198 | 881630.9691 | Yes | PRA
1.1.1.2.1.7 | Single Radio Unit RUS 01B8 (900E MHz) 20W HW Activation incl. |  |  | 1 | 3158.4872 | 761195.4158 | 40 | 1895.0923 | 456717.2495 | Yes | PRA
1.1.1.2.1.8 | Output Power HWAC 40W->60W (per RU) |  |  | 0 | 967.9358 | 0 | 40 | 580.7615 | 0 | Yes | PRA
1.1.1.2.1.9 | Digital Unit DUG 20 Basic HW Module (excl.Activation Keys) for E1/T1 |  |  | 1 | 1400.7386 | 337577.9957 | 40 | 840.4431 | 202546.7974 | Yes | PRA
1.1.1.2.1.10 | Additional PDU (Power Distribution Unit) for additional RU a |  |  | 1 | 491.9394 | 118557.3921 | 40 | 295.1636 | 71134.4352 | Yes | PRA
1.1.1.2.1.11 | GSM Cell Carrier (TRX equiv.) HWAC |  |  | 0 | 508.0861 | 0 | 40 | 304.8516 | 0 | Yes | PRA
1.1.1.2.1.12 | SAU Support Alarm Unit |  |  | 0 | 275.4361 | 0 | 40 | 165.2617 | 0 | Yes | PRA
1.1.1.2.1.13 | External Alarm OVP (8 ports) |  |  | 0 | 270.6227 | 0 | 40 | 162.3736 | 0 | Yes | PRA
1.1.1.2.1.14 | Door Lock + key type (Customer Specific) |  |  | 1 | 212.8868 | 51305.7176 | 40 | 127.7321 | 30783.4305 | Yes | PRA
1.1.1.2.1.15 | Service Light |  |  | 0 | 206.8764 | 0 | 40 | 124.1258 | 0 | Yes | PRA
1.1.1.3 | 2G RBS6101 2xRUS 1xDUG20 Stand-Alone |  |  |  |  | 362065.0452 | 40 |  | 217239.0271
1.1.1.3.1 | RBS6101 2xRUS_1xDUG20_Stand-Alone (No TRX_No Power HWAC) |  |  | 23 | 15741.9585 | 362065.0452 | 40 | 9445.1751 | 217239.0271
1.1.1.3.1.1 | BFU, Battery Fuse Unit |  |  | 1 | 594.8555 | 13681.6758 | 40 | 356.9133 | 8209.0055 | Yes | PRA
1.1.1.3.1.2 | Output Power HWAC 20W->40W (per RU) |  |  | 0 | 967.9358 | 0 | 40 | 580.7615 | 0 | Yes | PRA
1.1.1.3.1.3 | Service Outlet |  |  | 0 | 78.1867 | 0 | 40 | 46.912 | 0 | Yes | PRA
1.1.1.3.1.4 | Smoke Detector kit |  |  | 0 | 823.9017 | 0 | 40 | 494.341 | 0 | Yes | PRA
1.1.1.3.1.5 | PSU 230VAC: Power Supply Unit, 230 VAC |  |  | 2 | 313.7654 | 14433.2102 | 40 | 188.2593 | 8659.9261 | Yes | PRA
1.1.1.3.1.6 | RBS 6101 Cabinet, 230 VAC (no RU, no PSU incl.) |  |  | 1 | 6097.033 | 140231.7586 | 40 | 3658.2198 | 84139.0551 | Yes | PRA
1.1.1.3.1.7 | Single Radio Unit RUS 01B8 (900E MHz) 20W HW Activation incl. |  |  | 2 | 3158.4872 | 145290.4113 | 40 | 1895.0923 | 87174.2468 | Yes | PRA
1.1.1.3.1.8 | Output Power HWAC 40W->60W (per RU) |  |  | 0 | 967.9358 | 0 | 40 | 580.7615 | 0 | Yes | PRA
1.1.1.3.1.9 | Digital Unit DUG 20 Basic HW Module (excl.Activation Keys) for E1/T1 |  |  | 1 | 1400.7386 | 32216.9871 | 40 | 840.4431 | 19330.1923 | Yes | PRA
1.1.1.3.1.10 | Additional PDU (Power Distribution Unit) for additional RU a |  |  | 1 | 491.9394 | 11314.6059 | 40 | 295.1636 | 6788.7635 | Yes | PRA
1.1.1.3.1.11 | GSM Cell Carrier (TRX equiv.) HWAC |  |  | 0 | 508.0861 | 0 | 40 | 304.8516 | 0 | Yes | PRA
1.1.1.3.1.12 | SAU Support Alarm Unit |  |  | 0 | 275.4361 | 0 | 40 | 165.2617 | 0 | Yes | PRA
1.1.1.3.1.13 | External Alarm OVP (8 ports) |  |  | 0 | 270.6227 | 0 | 40 | 162.3736 | 0 | Yes | PRA
1.1.1.3.1.14 | Door Lock + key type (Customer Specific) |  |  | 1 | 212.8868 | 4896.3963 | 40 | 127.7321 | 2937.8378 | Yes | PRA
1.1.1.3.1.15 | Service Light |  |  | 0 | 206.8764 | 0 | 40 | 124.1258 | 0 | Yes | PRA
1.1.1.4 | 2G RBS6101 3xRUS 1xDUG20 Stand-Alone |  |  |  |  | 103921.0238 | 40 |  | 62352.6143
1.1.1.4.1 | RBS6101 3xRUS_1xDUG20_Stand-Alone (No TRX_No Power HWAC) |  |  | 6 | 17320.1706 | 103921.0238 | 40 | 10392.1024 | 62352.6143
1.1.1.4.1.1 | 3-pack Radio Unit RUS 01B8 (900E MHz) 20W Activation incl. |  |  | 1 | 7895.1866 | 47371.1193 | 40 | 4737.1119 | 28422.6716 | Yes | PRA
1.1.1.4.1.2 | BFU, Battery Fuse Unit |  |  | 1 | 594.8555 | 3569.1328 | 40 | 356.9133 | 2141.4797 | Yes | PRA
1.1.1.4.1.3 | Output Power HWAC 20W->40W (per RU) |  |  | 0 | 967.9358 | 0 | 40 | 580.7615 | 0 | Yes | PRA
1.1.1.4.1.4 | Service Outlet |  |  | 0 | 78.1867 | 0 | 40 | 46.912 | 0 | Yes | PRA
1.1.1.4.1.5 | Smoke Detector kit |  |  | 0 | 823.9017 | 0 | 40 | 494.341 | 0 | Yes | PRA
1.1.1.4.1.6 | PSU 230VAC: Power Supply Unit, 230 VAC |  |  | 2 | 313.7654 | 3765.1853 | 40 | 188.2593 | 2259.1112 | Yes | PRA
1.1.1.4.1.7 | RBS 6101 Cabinet, 230 VAC (no RU, no PSU incl.) |  |  | 1 | 6097.033 | 36582.1979 | 40 | 3658.2198 | 21949.3187 | Yes | PRA
1.1.1.4.1.8 | Single Radio Unit RUS 01B8 (900E MHz) 20W HW Activation incl. |  |  | 0 | 3158.4872 | 0 | 40 | 1895.0923 | 0 | Yes | PRA
1.1.1.4.1.9 | Output Power HWAC 40W->60W (per RU) |  |  | 0 | 967.9358 | 0 | 40 | 580.7615 | 0 | Yes | PRA
1.1.1.4.1.10 | Digital Unit DUG 20 Basic HW Module (excl.Activation Keys) for E1/T1 |  |  | 1 | 1400.7386 | 8404.4314 | 40 | 840.4431 | 5042.6589 | Yes | PRA
1.1.1.4.1.11 | Additional PDU (Power Distribution Unit) for additional RU a |  |  | 1 | 491.9394 | 2951.6363 | 40 | 295.1636 | 1770.9818 | Yes | PRA
1.1.1.4.1.12 | GSM Cell Carrier (TRX equiv.) HWAC |  |  | 0 | 508.0861 | 0 | 40 | 304.8516 | 0 | Yes | PRA
1.1.1.4.1.13 | SAU Support Alarm Unit |  |  | 0 | 275.4361 | 0 | 40 | 165.2617 | 0 | Yes | PRA
1.1.1.4.1.14 | External Alarm OVP (8 ports) |  |  | 0 | 270.6227 | 0 | 40 | 162.3736 | 0 | Yes | PRA
1.1.1.4.1.15 | Door Lock + key type (Customer Specific) |  |  | 1 | 212.8868 | 1277.3208 | 40 | 127.7321 | 766.3925 | Yes | PRA
1.1.1.4.1.16 | Service Light |  |  | 0 | 206.8764 | 0 | 40 | 124.1258 | 0 | Yes | PRA
1.1.1.5 | 2G RBS6101 4xRUS 2xDUG20 Stand-Alone |  |  |  |  | 22685.1012 | 40 |  | 13611.0607
1.1.1.5.1 | RBS6101 4xRUS_2xDUG20_Stand-Alone (No TRX_No Power HWAC) |  |  | 1 | 22685.1012 | 22685.1012 | 40 | 13611.0607 | 13611.0607
1.1.1.5.1.1 | 3-pack Radio Unit RUS 01B8 (900E MHz) 20W Activation incl. |  |  | 1 | 7895.1866 | 7895.1866 | 40 | 4737.1119 | 4737.1119 | Yes | PRA
1.1.1.5.1.2 | BFU, Battery Fuse Unit |  |  | 1 | 594.8555 | 594.8555 | 40 | 356.9133 | 356.9133 | Yes | PRA
1.1.1.5.1.3 | Output Power HWAC 20W->40W (per RU) |  |  | 0 | 967.9358 | 0 | 40 | 580.7615 | 0 | Yes | PRA
1.1.1.5.1.4 | Service Outlet |  |  | 0 | 78.1867 | 0 | 40 | 46.912 | 0 | Yes | PRA
1.1.1.5.1.5 | Smoke Detector kit |  |  | 0 | 823.9017 | 0 | 40 | 494.341 | 0 | Yes | PRA
1.1.1.5.1.6 | PSU 230VAC: Power Supply Unit, 230 VAC |  |  | 3 | 313.7654 | 941.2963 | 40 | 188.2593 | 564.7778 | Yes | PRA
1.1.1.5.1.7 | RBS 6101 Cabinet, 230 VAC (no RU, no PSU incl.) |  |  | 1 | 6097.033 | 6097.033 | 40 | 3658.2198 | 3658.2198 | Yes | PRA
1.1.1.5.1.8 | Single Radio Unit RUS 01B8 (900E MHz) 20W HW Activation incl. |  |  | 1 | 3158.4872 | 3158.4872 | 40 | 1895.0923 | 1895.0923 | Yes | PRA
1.1.1.5.1.9 | Output Power HWAC 40W->60W (per RU) |  |  | 0 | 967.9358 | 0 | 40 | 580.7615 | 0 | Yes | PRA
1.1.1.5.1.10 | Digital Unit DUG 20 Basic HW Module (excl.Activation Keys) for E1/T1 |  |  | 2 | 1400.7386 | 2801.4771 | 40 | 840.4431 | 1680.8863 | Yes | PRA
1.1.1.5.1.11 | Additional PDU (Power Distribution Unit) for additional RU a |  |  | 2 | 491.9394 | 983.8788 | 40 | 295.1636 | 590.3273 | Yes | PRA
1.1.1.5.1.12 | GSM Cell Carrier (TRX equiv.) HWAC |  |  | 0 | 508.0861 | 0 | 40 | 304.8516 | 0 | Yes | PRA
1.1.1.5.1.13 | SAU Support Alarm Unit |  |  | 0 | 275.4361 | 0 | 40 | 165.2617 | 0 | Yes | PRA
1.1.1.5.1.14 | External Alarm OVP (8 ports) |  |  | 0 | 270.6227 | 0 | 40 | 162.3736 | 0 | Yes | PRA
1.1.1.5.1.15 | Door Lock + key type (Customer Specific) |  |  | 1 | 212.8868 | 212.8868 | 40 | 127.7321 | 127.7321 | Yes | PRA
1.1.1.5.1.16 | Service Light |  |  | 0 | 206.8764 | 0 | 40 | 124.1258 | 0 | Yes | PRA
1.1.1.6 | 2G RBS6101 1xRUS 1xDUG20 Co-site 3G |  |  |  |  | 415254.5524 | 40 |  | 249152.7314
1.1.1.6.1 | RBS6101 1xRUS_1xDUG20_Stand-Alone (No TRX_No Power HWAC) |  |  | 33 | 12583.4713 | 415254.5524 | 40 | 7550.0828 | 249152.7314
1.1.1.6.1.1 | BFU, Battery Fuse Unit |  |  | 1 | 594.8555 | 19630.2305 | 40 | 356.9133 | 11778.1383 | Yes | PRA
1.1.1.6.1.2 | Output Power HWAC 20W->40W (per RU) |  |  | 0 | 967.9358 | 0 | 40 | 580.7615 | 0 | Yes | PRA
1.1.1.6.1.3 | Service Outlet |  |  | 0 | 78.1867 | 0 | 40 | 46.912 | 0 | Yes | PRA
1.1.1.6.1.4 | Smoke Detector kit |  |  | 0 | 823.9017 | 0 | 40 | 494.341 | 0 | Yes | PRA
1.1.1.6.1.5 | PSU 230VAC: Power Supply Unit, 230 VAC |  |  | 2 | 313.7654 | 20708.519 | 40 | 188.2593 | 12425.1114 | Yes | PRA
1.1.1.6.1.6 | RBS 6101 Cabinet, 230 VAC (no RU, no PSU incl.) |  |  | 1 | 6097.033 | 201202.0884 | 40 | 3658.2198 | 120721.253 | Yes | PRA
1.1.1.6.1.7 | Single Radio Unit RUS 01B8 (900E MHz) 20W HW Activation incl. |  |  | 1 | 3158.4872 | 104230.0777 | 40 | 1895.0923 | 62538.0466 | Yes | PRA
1.1.1.6.1.8 | Output Power HWAC 40W->60W (per RU) |  |  | 0 | 967.9358 | 0 | 40 | 580.7615 | 0 | Yes | PRA
1.1.1.6.1.9 | Digital Unit DUG 20 Basic HW Module (excl.Activation Keys) for E1/T1 |  |  | 1 | 1400.7386 | 46224.3729 | 40 | 840.4431 | 27734.6237 | Yes | PRA
1.1.1.6.1.10 | Additional PDU (Power Distribution Unit) for additional RU a |  |  | 1 | 491.9394 | 16233.9997 | 40 | 295.1636 | 9740.3998 | Yes | PRA
1.1.1.6.1.11 | GSM Cell Carrier (TRX equiv.) HWAC |  |  | 0 | 508.0861 | 0 | 40 | 304.8516 | 0 | Yes | PRA
1.1.1.6.1.12 | SAU Support Alarm Unit |  |  | 0 | 275.4361 | 0 | 40 | 165.2617 | 0 | Yes | PRA
1.1.1.6.1.13 | External Alarm OVP (8 ports) |  |  | 0 | 270.6227 | 0 | 40 | 162.3736 | 0 | Yes | PRA
1.1.1.6.1.14 | Door Lock + key type (Customer Specific) |  |  | 1 | 212.8868 | 7025.2642 | 40 | 127.7321 | 4215.1585 | Yes | PRA
1.1.1.6.1.15 | Service Light |  |  | 0 | 206.8764 | 0 | 40 | 124.1258 | 0 | Yes | PRA
1.1.1.7 | 2G RBS6102 1xRUS 1xDUG20 Co-site 3G |  |  |  |  | 181105.8322 | 40 |  | 108663.4993
1.1.1.7.1 | RBS6102 1xRUS_1xDUG20_Stand-Alone (No TRX_No Power HWAC) |  |  | 11 | 16464.1666 | 181105.8322 | 40 | 9878.4999 | 108663.4993
1.1.1.7.1.1 | Additional PDU (Power Distribution Unit) for additional RU a |  |  | 1 | 491.9394 | 5411.3332 | 40 | 295.1636 | 3246.7999 | Yes | PRA
1.1.1.7.1.2 | Prepared for internal battery back-up one shelf |  |  | 1 | 926.1429 | 10187.5716 | 40 | 555.6857 | 6112.543 | Yes | PRA
1.1.1.7.1.3 | PSU 230VAC: Power Supply Unit, 230 VAC |  |  | 3 | 313.7654 | 10354.2595 | 40 | 188.2593 | 6212.5557 | Yes | PRA
1.1.1.7.1.4 | RBS 6102 Cabinet for up to 6 RU, 230 VAC (no RU, no PSU incl.) |  |  | 1 | 5940.163 | 65341.7929 | 40 | 3564.0978 | 39205.0758 | Yes | PRA
1.1.1.7.1.5 | Output Power HWAC 20W->40W (per RU) |  |  | 0 | 967.9358 | 0 | 40 | 580.7615 | 0 | Yes | PRA
1.1.1.7.1.6 | Output Power HWAC 40W->60W (per RU) |  |  | 0 | 967.9358 | 0 | 40 | 580.7615 | 0 | Yes | PRA
1.1.1.7.1.7 | Prepared for internal battery back-up two shelves |  |  | 0 | 1527.5309 | 0 | 40 | 916.5185 | 0 | Yes | PRA
1.1.1.7.1.8 | BFU, Battery Fuse Unit |  |  | 1 | 594.8555 | 6543.4102 | 40 | 356.9133 | 3926.0461 | Yes | PRA
1.1.1.7.1.9 | Battery set, 48V/100 Ah,incl.cable set for RBS 6102 |  |  | 0 | 5209 | 0 | 40 | 3125.4 | 0 | Yes | PRA
1.1.1.7.1.10 | SAU Support Alarm Unit |  |  | 1 | 275.4361 | 3029.7975 | 40 | 165.2617 | 1817.8785 | Yes | PRA
1.1.1.7.1.11 | Service Outlet |  |  | 1 | 78.1867 | 860.0535 | 40 | 46.912 | 516.0321 | Yes | PRA
1.1.1.7.1.12 | Smoke Detector kit |  |  | 1 | 823.9017 | 9062.9186 | 40 | 494.341 | 5437.7512 | Yes | PRA
1.1.1.7.1.13 | External Alarm OVP (8 ports) |  |  | 1 | 270.6227 | 2976.8496 | 40 | 162.3736 | 1786.1098 | Yes | PRA
1.1.1.7.1.14 | Door Handle |  |  | 0 | 119.0755 | 0 | 40 | 71.4453 | 0 | Yes | PRA
1.1.1.7.1.15 | Lifting Eyes |  |  | 0 | 56.5262 | 0 | 40 | 33.9157 | 0 | Yes | PRA
1.1.1.7.1.16 | Door Lock + key type (Customer Specific) |  |  | 1 | 212.8868 | 2341.7547 | 40 | 127.7321 | 1405.0528 | Yes | PRA
1.1.1.7.1.17 | Service Light |  |  | 1 | 206.8764 | 2275.6399 | 40 | 124.1258 | 1365.3839 | Yes | PRA
1.1.1.7.1.18 | Single Radio Unit RUS 01B8 (900E MHz) 20W HW Activation incl. |  |  | 1 | 3158.4872 | 34743.3592 | 40 | 1895.0923 | 20846.0155 | Yes | PRA
1.1.1.7.1.19 | Digital Unit DUG 20 Basic HW Module (excl.Activation Keys) for E1/T1 |  |  | 1 | 1400.7386 | 15408.1243 | 40 | 840.4431 | 9244.8746 | Yes | PRA
1.1.1.7.1.20 | GSM Cell Carrier (TRX equiv.) HWAC |  |  | 0 | 508.0861 | 0 | 40 | 304.8516 | 0 | Yes | PRA
1.1.1.7.1.21 | Adaptor Frame 6102 |  |  | 1 | 1142.6334 | 12568.9673 | 40 | 685.58 | 7541.3804 | Yes | PRA
1.1.1.8 | 2G RBS6201 1xRUS 1xDUG20 Co-site 3G |  |  |  |  | 18264.4594 | 40 |  | 10958.6757
1.1.1.8.1 | RBS6201 1xRUS_1xDUG20_Stand-Alone (No TRX_No Power HWAC) |  |  | 2 | 9132.2297 | 18264.4594 | 40 | 5479.3378 | 10958.6757
1.1.1.8.1.1 | BFU, Battery Fuse Unit |  |  | 1 | 594.8555 | 1189.7109 | 40 | 356.9133 | 713.8266 | Yes | PRA
1.1.1.8.1.2 | Fastening Screws for concrete (BF or cabinet) |  |  | 0 | 36.0881 | 0 | 40 | 21.6529 | 0 | Yes | PRA
1.1.1.8.1.3 | Base Frame 6201 |  |  | 1 | 227.3271 | 454.6543 | 40 | 136.3963 | 272.7926 | Yes | PRA
1.1.1.8.1.4 | RBS 6201 Cabinet for up to 6 RU, 230 VAC (no RU, no PSU incl.) |  |  | 1 | 2631.3511 | 5262.7022 | 40 | 1578.8106 | 3157.6213 | Yes | PRA
1.1.1.8.1.5 | Output Power HWAC 20W->40W (per RU) |  |  | 0 | 967.9358 | 0 | 40 | 580.7615 | 0 | Yes | PRA
1.1.1.8.1.6 | PSU 230VAC: Power Supply Unit, 230 VAC |  |  | 2 | 313.7654 | 1255.0618 | 40 | 188.2593 | 753.0371 | Yes | PRA
1.1.1.8.1.7 | Single Radio Unit RUS 01B8 (900E MHz) 20W HW Activation incl. |  |  | 1 | 3158.4872 | 6316.9744 | 40 | 1895.0923 | 3790.1846 | Yes | PRA
1.1.1.8.1.8 | Output Power HWAC 40W->60W (per RU) |  |  | 0 | 967.9358 | 0 | 40 | 580.7615 | 0 | Yes | PRA
1.1.1.8.1.9 | Digital Unit DUG 20 Basic HW Module (excl.Activation Keys) for E1/T1 |  |  | 1 | 1400.7386 | 2801.4771 | 40 | 840.4431 | 1680.8863 | Yes | PRA
1.1.1.8.1.10 | Additional PDU (Power Distribution Unit) for additional RU a |  |  | 1 | 491.9394 | 983.8788 | 40 | 295.1636 | 590.3273 | Yes | PRA
1.1.1.8.1.11 | GSM Cell Carrier (TRX equiv.) HWAC |  |  | 0 | 508.0861 | 0 | 40 | 304.8516 | 0 | Yes | PRA
1.1.1.9 | 2G RBS 6601 1xRRUS 1xDUG20 Co-site 3G |  |  |  |  | 327625.0088 | 40 |  | 196575.0053
1.1.1.9.1 | RBS6601 1xRRUS_1xDUG20_Stand-Alone (No TRX_No Power HWAC) |  |  | 16 | 10313.8958 | 165022.3323 | 40 | 6188.3375 | 99013.3994
1.1.1.9.1.1 | Main Unit - 48 V DC Power cable 2m |  |  | 1 | 33.99 | 543.84 | 40 | 20.394 | 326.304 | Yes | PRA
1.1.1.9.1.2 | RBS 6601 Main Unit, -48 VDC (no Digital Unit incl.) |  |  | 1 | 1625.8755 | 26014.0074 | 40 | 975.5253 | 15608.4044 | Yes | PRA
1.1.1.9.1.3 | Output Power HWAC 20W->40W (per RU) |  |  | 0 | 967.9358 | 0 | 40 | 580.7615 | 0 | Yes | PRA
1.1.1.9.1.4 | Output Power HWAC 40W->60W (per RU) |  |  | 0 | 967.9358 | 0 | 40 | 580.7615 | 0 | Yes | PRA
1.1.1.9.1.5 | Remote Radio Unit RRUS-01B8 (900E MHz) -48VDC, 20W HW Activation incl. |  |  | 1 | 5220.9474 | 83535.1585 | 40 | 3132.5684 | 50121.0951 | Yes | PRA
1.1.1.9.1.6 | Digital Unit DUG 20 Basic HW Module (excl.Activation Keys) for E1/T1 |  |  | 1 | 1400.7386 | 22411.8171 | 40 | 840.4431 | 13447.0903 | Yes | PRA
1.1.1.9.1.7 | GSM Cell Carrier (TRX equiv.) HWAC |  |  | 4 | 508.0861 | 32517.5092 | 40 | 304.8516 | 19510.5055 | Yes | PRA
1.1.1.9.2 | RBS6601 5m Fiber + SFP+Pole Bracket for 1 sector |  |  | 16 | 144.3173 | 2309.0765 | 40 | 86.5904 | 1385.4459
1.1.1.9.2.1 | PRODUCT PACKAGE/Main Remote Site Product (FAP1301839) |  |  | 1 | 144.3173 | 2309.0765 | 40 | 86.5904 | 1385.4459 | Yes | PRT
Price Objects
1.1.1.9.2.1.1 | POLE MOUNTING FIXTURE CEU | NTM 202 20/1 |  | 2 | 27.17 | 54.34 | 40 | 16.302 | 32.604
1.1.1.9.2.1.2 | CONNECTION CABLE/2F LCD-LCD SM | RPM 253 3577/5000 |  | 1 | 32.7773 | 32.7773 | 40 | 19.6664 | 19.6664
1.1.1.9.2.1.3 | OPTICAL TRANSCEIVER/TRX SM CPRI 614.4-24 | RDH 102 47/2 |  | 2 | 28.6 | 57.2 | 40 | 17.16 | 34.32
1.1.1.9.3 | SSC-02 for OD RBS6601 2 Rectifier_2MU (No batteries) |  |  | 16 | 10018.35 | 160293.6 | 40 | 6011.01 | 96176.16
1.1.1.9.3.1 | PRODUCT PACKAGE/Power system; (SSC-02) (FAP1301878) |  |  | 1 | 10018.35 | 160293.6 | 40 | 6011.01 | 96176.16 | Yes | PRT
Price Objects
1.1.1.9.3.1.1 | 2.0 kW rectifier, PBC 6200 | INF 901 5392/PBC1 |  | 1 | 213.07 | 213.07 | 40 | 127.842 | 127.842
1.1.1.9.3.1.2 | Distribution CB 2-32A | INF 901 6406/19 |  | 6 | 15.02 | 90.12 | 40 | 9.012 | 54.072
1.1.1.9.3.1.3 | Door Handle | INF 901 5392/1 |  | 1 | 91.39 | 91.39 | 40 | 54.834 | 54.834
1.1.1.9.3.1.4 | Lifting Eye Bolt Set | INF 901 5392/30 |  | 1 | 11.44 | 11.44 | 40 | 6.864 | 6.864
1.1.1.9.3.1.5 | Power and external alarm cable for RBS MU | INF 901 6406/9 |  | 1 | 27.03 | 27.03 | 40 | 16.218 | 16.218
1.1.1.9.3.1.6 | RRU SPD protection Kit | INF 901 6406/3 |  | 4 | 54.81 | 219.24 | 40 | 32.886 | 131.544
1.1.1.9.3.1.7 | SSC-02 for < 4 rectifiers | INF 901 6406/1 |  | 1 | 9009.01 | 9009.01 | 40 | 5405.406 | 5405.406
1.1.1.9.3.1.8 | Service outlet | INF 901 6406/5 |  | 1 | 90.09 | 90.09 | 40 | 54.054 | 54.054
1.1.1.9.3.1.9 | Standard Door Lock/Key | INF 901 5392/2 |  | 1 | 121.31 | 121.31 | 40 | 72.786 | 72.786
1.1.1.9.3.1.10 | Web interface board | INF 901 5392/PBC16 |  | 1 | 145.65 | 145.65 | 40 | 87.39 | 87.39
1.1.1.10 | 2G TRX & Power HWAC for Co-site 3G |  |  |  |  | 148107.0674 | 40 |  | 88864.2404
1.1.1.10.1 | Additional Output Power HWAC 20W->40W (per RU) |  |  | 59 | 967.9358 | 57108.2134 | 40 | 580.7615 | 34264.9281
1.1.1.10.1.1 | Output Power HWAC 20W->40W (per RU) |  |  | 1 | 967.9358 | 57108.2134 | 40 | 580.7615 | 34264.9281 | Yes | PRA
1.1.1.10.2 | Additional Output Power HWAC 40W->60W (per RU) |  |  | 11 | 967.9358 | 10647.294 | 40 | 580.7615 | 6388.3764
1.1.1.10.2.1 | Output Power HWAC 40W->60W (per RU) |  |  | 1 | 967.9358 | 10647.294 | 40 | 580.7615 | 6388.3764 | Yes | PRA
1.1.1.10.3 | Additional Output Power HWAC 60W->80W (per RU) |  |  | 9 | 967.9358 | 8711.4224 | 40 | 580.7615 | 5226.8534
1.1.1.10.3.1 | Output Power HWAC 60W->80W (per RU) |  |  | 1 | 967.9358 | 8711.4224 | 40 | 580.7615 | 5226.8534 | Yes | PRA
1.1.1.10.4 | GSM TRX HWAC |  |  | 141 | 508.0861 | 71640.1375 | 40 | 304.8516 | 42984.0825
1.1.1.10.4.1 | GSM Cell Carrier (TRX equiv.) HWAC |  |  | 1 | 508.0861 | 71640.1375 | 40 | 304.8516 | 42984.0825 | Yes | PRA
1.1.1.11 | 2G TRX & Power HWAC for Stand-Alone |  |  |  |  | 974714.7332 | 40 |  | 584828.8399
1.1.1.11.1 | Additional Output Power HWAC 20W->40W (per RU) |  |  | 303 | 967.9358 | 293284.5537 | 40 | 580.7615 | 175970.7322
1.1.1.11.1.1 | Output Power HWAC 20W->40W (per RU) |  |  | 1 | 967.9358 | 293284.5537 | 40 | 580.7615 | 175970.7322 | Yes | PRA
1.1.1.11.2 | Additional Output Power HWAC 40W->60W (per RU) |  |  | 146 | 967.9358 | 141318.6298 | 40 | 580.7615 | 84791.1779
1.1.1.11.2.1 | Output Power HWAC 40W->60W (per RU) |  |  | 1 | 967.9358 | 141318.6298 | 40 | 580.7615 | 84791.1779 | Yes | PRA
1.1.1.11.3 | Additional Output Power HWAC 60W->80W (per RU) |  |  | 105 | 967.9358 | 101633.2612 | 40 | 580.7615 | 60979.9567
1.1.1.11.3.1 | Output Power HWAC 60W->80W (per RU) |  |  | 1 | 967.9358 | 101633.2612 | 40 | 580.7615 | 60979.9567 | Yes | PRA
1.1.1.11.4 | GSM TRX HWAC |  |  | 863 | 508.0861 | 438478.2886 | 40 | 304.8516 | 263086.9731
1.1.1.11.4.1 | GSM Cell Carrier (TRX equiv.) HWAC |  |  | 1 | 508.0861 | 438478.2886 | 40 | 304.8516 | 263086.9731 | Yes | PRA
1.1.1.12 | 2G 2G Batteries for Stand-Alone |  |  |  |  | 2158496.03 | 40 |  | 1295097.618
1.1.1.12.1 | BBU6101 (170Ah) (No Batteries) |  |  | 271 | 5811.78 | 1574992.38 | 40 | 3487.068 | 944995.428
1.1.1.12.1.1 | Standard Door Lock/Key |  |  | 1 | 121.31 | 32875.01 | 40 | 72.786 | 19725.006 | Yes | PRA
1.1.1.12.1.2 | BBU 6101 with Active Cooling |  |  | 1 | 5658.47 | 1533445.37 | 40 | 3395.082 | 920067.222 | Yes | PRA
1.1.1.12.1.3 | Outdoor Battery Accessory Kit |  |  | 1 | 32 | 8672 | 40 | 19.2 | 5203.2 | Yes | PRA
1.1.1.12.2 | NSB Std Battery Set, 48V/170Ah For BBU6101 (1 Set) |  |  | 271 | 2153.15 | 583503.65 | 40 | 1291.89 | 350102.19
1.1.1.12.2.1 | Battery Set, 48V/170 Ah (NSB Std) |  |  | 1 | 2153.15 | 583503.65 | 40 | 1291.89 | 350102.19 | Yes | PRA
1.1.2 | 02 Software |  |  |  |  | 0 |  |  | 0
1.1.2.1 | 2G existing RAN SW_1834 |  |  |  |  | 0 | 0 |  | 0
1.1.2.1.1 | DUMMY (to be deleted) |  |  | 1 | 0 | 0 | 0 | 0 | 0
1.1.2.1.1.1 | EQUIP. RADIO CABINET |  |  | 1 | 0 | 0 | 0 | 0 | 0 | Yes | PRT
1.1.2.2 | ADD-ON 2G existing RAN SW_1838 |  |  |  |  | 0 | 0 |  | 0
1.1.2.2.1 | DUMMY (to be deleted) |  |  | 1 | 0 | 0 | 0 | 0 | 0
1.1.2.2.1.1 | EQUIP. RADIO CABINET |  |  | 1 | 0 | 0 | 0 | 0 | 0 | Yes | PRT
1.1.3 | 03 Licenses |  |  |  |  | 0 |  |  | 0
1.1.3.1 | 2G existing RAN Licenses_1835 |  |  |  |  | 0 | 0 |  | 0
1.1.3.1.1 | DUMMY (to be deleted) |  |  | 1 | 0 | 0 | 0 | 0 | 0
1.1.3.1.1.1 | EQUIP. RADIO CABINET |  |  | 1 | 0 | 0 | 0 | 0 | 0 | Yes | PRT
1.1.3.2 | ADD-ON 2G existing RAN Licenses_1839 |  |  |  |  | 0 | 0 |  | 0
1.1.3.2.1 | DUMMY (to be deleted) |  |  | 1 | 0 | 0 | 0 | 0 | 0
1.1.3.2.1.1 | EQUIP. RADIO CABINET |  |  | 1 | 0 | 0 | 0 | 0 | 0 | Yes | PRT
1.1.4 | 04 Optional |  |  |  |  | 0 |  |  | 0
1.1.4.1 | 2G existing RAN Optional_1836 |  |  |  |  | 0 | 0 |  | 0
1.1.4.1.1 | DUMMY (to be deleted) |  |  | 1 | 0 | 0 | 0 | 0 | 0
1.1.4.1.1.1 | EQUIP. RADIO CABINET |  |  | 1 | 0 | 0 | 0 | 0 | 0 | Yes | PRT
1.1.4.2 | ADD-ON 2G existing RAN Optional_1840 |  |  |  |  | 0 | 0 |  | 0
1.1.4.2.1 | DUMMY (to be deleted) |  |  | 1 | 0 | 0 | 0 | 0 | 0
1.1.4.2.1.1 | EQUIP. RADIO CABINET |  |  | 1 | 0 | 0 | 0 | 0 | 0 | Yes | PRT
1.1.5 | 02 Hardware (Upgrade) |  |  |  |  | 10803827.284 |  |  | 6482296.3704
1.1.5.1 | 3G RBS3106 1x2 to 1x3 30Wpcc (Additional 1xHS-TX45/1xRAXR2e) Use RU22 60W |  |  |  |  | 446932.6 | 40 |  | 268159.56
1.1.5.1.1 | RBS3106 1x2 30Wpcc to 1x3 30Wpcc (2ndBBPool_1xHS-TX45_1xRAXR2e)_RU2160 Rev A |  |  | 20 | 22346.63 | 446932.6 | 40 | 13407.978 | 268159.56
1.1.5.1.1.1 | PRODUCT PACKAGE/WCDMA RBS 3206/3106 (FAP130731) |  |  | 1 | 22346.63 | 446932.6 | 40 | 13407.978 | 268159.56 | Yes | PRT
Price Objects
1.1.5.1.1.1.1 | 1 Dual carrier/sector exp. 60W (RU22, FU12 kit) 2100 | INF 901 0640/6 |  | 1 | 7663.37 | 7663.37 | 40 | 4598.022 | 4598.022
1.1.5.1.1.1.2 | Expansion beyond 2 carrier for 1-3 sectors config. (RUIF kit) | INF 901 0640/7 |  | 1 | 1306.31 | 1306.31 | 40 | 783.786 | 783.786
1.1.5.1.1.1.3 | HS-TX 45 | INF 901 0639/10 |  | 1 | 8664.52 | 8664.52 | 40 | 5198.712 | 5198.712
1.1.5.1.1.1.4 | PSU AC | INF 901 0639/14 |  | 1 | 600.6 | 600.6 | 40 | 360.36 | 360.36
1.1.5.1.1.1.5 | RAXB 128 - 2 ms TTI | INF 901 0639/197 |  | 1 | 4111.83 | 4111.83 | 40 | 2467.098 | 2467.098
1.1.5.2 | 3G RBS3106 2x2 to 2x3 30Wpcc (Additional 1xHS-TX45/1xRAXR2e) Use RU22 60W |  |  |  |  | 330110 | 40 |  | 198066
1.1.5.2.1 | RBS3106 2x2 30Wpcc to 2x3 30Wpcc (2ndBBPool_1xHS-TX45_1xRAXR2e)_RU2160 Rev A |  |  | 11 | 30010 | 330110 | 40 | 18006 | 198066
1.1.5.2.1.1 | PRODUCT PACKAGE/WCDMA RBS 3206/3106 (FAP130731) |  |  | 1 | 30010 | 330110 | 40 | 18006 | 198066 | Yes | PRT
Price Objects
1.1.5.2.1.1.1 | 1 Dual carrier/sector exp. 60W (RU22, FU12 kit) 2100 | INF 901 0640/6 |  | 2 | 7663.37 | 15326.74 | 40 | 4598.022 | 9196.044
1.1.5.2.1.1.2 | Expansion beyond 2 carrier for 1-3 sectors config. (RUIF kit) | INF 901 0640/7 |  | 1 | 1306.31 | 1306.31 | 40 | 783.786 | 783.786
1.1.5.2.1.1.3 | HS-TX 45 | INF 901 0639/10 |  | 1 | 8664.52 | 8664.52 | 40 | 5198.712 | 5198.712
1.1.5.2.1.1.4 | PSU AC | INF 901 0639/14 |  | 1 | 600.6 | 600.6 | 40 | 360.36 | 360.36
1.1.5.2.1.1.5 | RAXB 128 - 2 ms TTI | INF 901 0639/197 |  | 1 | 4111.83 | 4111.83 | 40 | 2467.098 | 2467.098
1.1.5.3 | 3G RBS3106 3x2 to 3x3 30Wpcc (Additional 1xHS-TX45/1xRAXR2e) Use RU22 60W |  |  |  |  | 791140.77 | 40 |  | 474684.462
1.1.5.3.1 | RBS3106 3x2 30Wpcc to 3x3 30Wpcc (2ndBBPool_1xHS-TX45_1xRAXR2e)_RU2160 Rev A |  |  | 21 | 37673.37 | 791140.77 | 40 | 22604.022 | 474684.462
1.1.5.3.1.1 | PRODUCT PACKAGE/WCDMA RBS 3206/3106 (FAP130731) |  |  | 1 | 37673.37 | 791140.77 | 40 | 22604.022 | 474684.462 | Yes | PRT
Price Objects
1.1.5.3.1.1.1 | 1 Dual carrier/sector exp. 60W (RU22, FU12 kit) 2100 | INF 901 0640/6 |  | 3 | 7663.37 | 22990.11 | 40 | 4598.022 | 13794.066
1.1.5.3.1.1.2 | Expansion beyond 2 carrier for 1-3 sectors config. (RUIF kit) | INF 901 0640/7 |  | 1 | 1306.31 | 1306.31 | 40 | 783.786 | 783.786
1.1.5.3.1.1.3 | HS-TX 45 | INF 901 0639/10 |  | 1 | 8664.52 | 8664.52 | 40 | 5198.712 | 5198.712
1.1.5.3.1.1.4 | PSU AC | INF 901 0639/14 |  | 1 | 600.6 | 600.6 | 40 | 360.36 | 360.36
1.1.5.3.1.1.5 | RAXB 128 - 2 ms TTI | INF 901 0639/197 |  | 1 | 4111.83 | 4111.83 | 40 | 2467.098 | 2467.098
1.1.5.4 | 3G RBS3206F 1x2 to 1x3 30Wpcc (Additional 1xHS-TX45/1xRAXR2e) Use RU22 60W |  |  |  |  | 44693.26 | 40 |  | 26815.956
1.1.5.4.1 | RBS3206F 1x2 30Wpcc to 1x3 30Wpcc (2ndBBPool_1xHS-TX45_1xRAXR2e)_RU2160 Rev A |  |  | 2 | 22346.63 | 44693.26 | 40 | 13407.978 | 26815.956
1.1.5.4.1.1 | PRODUCT PACKAGE/WCDMA RBS 3206/3106 (FAP130731) |  |  | 1 | 22346.63 | 44693.26 | 40 | 13407.978 | 26815.956 | Yes | PRT
Price Objects
1.1.5.4.1.1.1 | 1 Dual carrier/sector exp. 60W (RU22, FU12 kit) 2100 | INF 901 0640/6 |  | 1 | 7663.37 | 7663.37 | 40 | 4598.022 | 4598.022
1.1.5.4.1.1.2 | Expansion beyond 2 carrier for 1-3 sectors config. (RUIF kit) | INF 901 0640/7 |  | 1 | 1306.31 | 1306.31 | 40 | 783.786 | 783.786
1.1.5.4.1.1.3 | HS-TX 45 | INF 901 0639/10 |  | 1 | 8664.52 | 8664.52 | 40 | 5198.712 | 5198.712
1.1.5.4.1.1.4 | PSU AC | INF 901 0639/14 |  | 1 | 600.6 | 600.6 | 40 | 360.36 | 360.36
1.1.5.4.1.1.5 | RAXB 128 - 2 ms TTI | INF 901 0639/197 |  | 1 | 4111.83 | 4111.83 | 40 | 2467.098 | 2467.098
1.1.5.5 | 3G RBS3206F 2x1 to 2x3 30Wpcc (Additional 1xHS-TX45/1xRAXR2e) Use RU22 60W |  |  |  |  | 44068.86 | 40 |  | 26441.316
1.1.5.5.1 | RBS3206F 2x1 20Wpcc to 2x2 30Wpcc |  |  | 1 | 14058.86 | 14058.86 | 40 | 8435.316 | 8435.316
1.1.5.5.1.1 | PRODUCT PACKAGE/WCDMA RBS 3206/3106 (FAP130731) |  |  | 1 | 14058.86 | 14058.86 | 40 | 8435.316 | 8435.316 | Yes | PRT
Price Objects
1.1.5.5.1.1.1 | Dual Radio Unit (RU22) 60W 2100 | INF 901 0640/12 |  | 2 | 7029.43 | 14058.86 | 40 | 4217.658 | 8435.316
1.1.5.5.2 | RBS3206F 2x2 30Wpcc to 2x3 30Wpcc (2ndBBPool_1xHS-TX45_1xRAXR2e)_RU2160 Rev A |  |  | 1 | 30010 | 30010 | 40 | 18006 | 18006
1.1.5.5.2.1 | PRODUCT PACKAGE/WCDMA RBS 3206/3106 (FAP130731) |  |  | 1 | 30010 | 30010 | 40 | 18006 | 18006 | Yes | PRT
Price Objects
1.1.5.5.2.1.1 | 1 Dual carrier/sector exp. 60W (RU22, FU12 kit) 2100 | INF 901 0640/6 |  | 2 | 7663.37 | 15326.74 | 40 | 4598.022 | 9196.044
1.1.5.5.2.1.2 | Expansion beyond 2 carrier for 1-3 sectors config. (RUIF kit) | INF 901 0640/7 |  | 1 | 1306.31 | 1306.31 | 40 | 783.786 | 783.786
1.1.5.5.2.1.3 | HS-TX 45 | INF 901 0639/10 |  | 1 | 8664.52 | 8664.52 | 40 | 5198.712 | 5198.712
1.1.5.5.2.1.4 | PSU AC | INF 901 0639/14 |  | 1 | 600.6 | 600.6 | 40 | 360.36 | 360.36
1.1.5.5.2.1.5 | RAXB 128 - 2 ms TTI | INF 901 0639/197 |  | 1 | 4111.83 | 4111.83 | 40 | 2467.098 | 2467.098
1.1.5.6 | 3G RBS3206F 2x2 to 2x3 30Wpcc (Additional 1xHS-TX45/1xRAXR2e) Use RU22 60W |  |  |  |  | 30010 | 40 |  | 18006
1.1.5.6.1 | RBS3206F 2x2 30Wpcc to 2x3 30Wpcc (2ndBBPool_1xHS-TX45_1xRAXR2e)_RU2160 Rev A |  |  | 1 | 30010 | 30010 | 40 | 18006 | 18006
1.1.5.6.1.1 | PRODUCT PACKAGE/WCDMA RBS 3206/3106 (FAP130731) |  |  | 1 | 30010 | 30010 | 40 | 18006 | 18006 | Yes | PRT
Price Objects
1.1.5.6.1.1.1 | 1 Dual carrier/sector exp. 60W (RU22, FU12 kit) 2100 | INF 901 0640/6 |  | 2 | 7663.37 | 15326.74 | 40 | 4598.022 | 9196.044
1.1.5.6.1.1.2 | Expansion beyond 2 carrier for 1-3 sectors config. (RUIF kit) | INF 901 0640/7 |  | 1 | 1306.31 | 1306.31 | 40 | 783.786 | 783.786
1.1.5.6.1.1.3 | HS-TX 45 | INF 901 0639/10 |  | 1 | 8664.52 | 8664.52 | 40 | 5198.712 | 5198.712
1.1.5.6.1.1.4 | PSU AC | INF 901 0639/14 |  | 1 | 600.6 | 600.6 | 40 | 360.36 | 360.36
1.1.5.6.1.1.5 | RAXB 128 - 2 ms TTI | INF 901 0639/197 |  | 1 | 4111.83 | 4111.83 | 40 | 2467.098 | 2467.098
1.1.5.7 | 3G RBS6101 1x2 to 1x3 20Wpcc Additional DUW30(Additional 30HS codes) |  |  |  |  | 1819868.7126 | 40 |  | 1091921.2276
1.1.5.7.1 | DUW BB HW Activation Fee HS Codes p.5 HS-codes |  |  | 411 | 256.7299 | 105515.9939 | 40 | 154.0379 | 63309.5963
1.1.5.7.1.1 | WCDMA HS Codes HWAC (per 5HS-Codes) |  |  | 1 | 256.7299 | 105515.9939 | 40 | 154.0379 | 63309.5963 | Yes | PRA
1.1.5.7.2 | RBS6101 WCDMA 1x2 30Wpcc to 1x3 20Wpcc_DUW20/30(0UL/0DL/15Code)_Rev A |  |  | 137 | 12513.5235 | 1714352.7187 | 40 | 7508.1141 | 1028611.6312
1.1.5.7.2.1 | Digital Unit DUW 30 Basic HW Module (excl.HWA, SFP) |  |  | 1 | 10880.4661 | 1490623.8508 | 40 | 6528.2796 | 894374.3105 | Yes | PRA
1.1.5.7.2.2 | WCDMA Cell Carrier HWAC |  |  | 1 | 862.8677 | 118212.8741 | 40 | 517.7206 | 70927.7244 | Yes | PRA
1.1.5.7.2.3 | Digital Unit DUW 20 Basic HW Module (excl.HWA, SFP) |  |  | 0 | 7211.7153 | 0 | 40 | 4327.0292 | 0 | Yes | PRA
1.1.5.7.2.4 | WCDMA CE DL HWAC (per 16CE) |  |  | 0 | 214.5295 | 0 | 40 | 128.7177 | 0 | Yes | PRA
1.1.5.7.2.5 | WCDMA CE UL HWAC (per 16CE) |  |  | 0 | 214.5295 | 0 | 40 | 128.7177 | 0 | Yes | PRA
1.1.5.7.2.6 | WCDMA HS Codes HWAC (per 5HS-Codes) |  |  | 3 | 256.7299 | 105515.9939 | 40 | 154.0379 | 63309.5963 | Yes | PRA
1.1.5.8 | 3G RBS6101 1x2 to 1x3 30Wpcc Additional DUW30(Additional 30HS codes) |  |  |  |  | 32631.3001 | 40 |  | 19578.7801
1.1.5.8.1 | DUW BB HW Activation Fee HS Codes p.5 HS-codes |  |  | 6 | 256.7299 | 1540.3795 | 40 | 154.0379 | 924.2277
1.1.5.8.1.1 | WCDMA HS Codes HWAC (per 5HS-Codes) |  |  | 1 | 256.7299 | 1540.3795 | 40 | 154.0379 | 924.2277 | Yes | PRA
1.1.5.8.2 | RBS6101 WCDMA 1x2 30Wpcc to 1x3 30/40Wpcc_DUW20/30(0UL/0DL/15Code)_Rev A |  |  | 2 | 15545.4603 | 31090.9207 | 40 | 9327.2762 | 18654.5524
1.1.5.8.2.1 | Digital Unit DUW 30 Basic HW Module (excl.HWA, SFP) |  |  | 1 | 10880.4661 | 21760.9321 | 40 | 6528.2796 | 13056.5593 | Yes | PRA
1.1.5.8.2.2 | Output Power HWAC 20W->40W (per RU) |  |  | 1 | 967.9358 | 1935.8716 | 40 | 580.7615 | 1161.523 | Yes | PRA
1.1.5.8.2.3 | WCDMA Cell Carrier HWAC |  |  | 1 | 862.8677 | 1725.7354 | 40 | 517.7206 | 1035.4412 | Yes | PRA
1.1.5.8.2.4 | Single WCDMA Radio Unit RUW 01 B1 (2100 MHz) 20W HW Activation incl. |  |  | 1 | 2064.001 | 4128.002 | 40 | 1238.4006 | 2476.8012 | Yes | PRA
1.1.5.8.2.5 | Digital Unit DUW 20 Basic HW Module (excl.HWA, SFP) |  |  | 0 | 7211.7153 | 0 | 40 | 4327.0292 | 0 | Yes | PRA
1.1.5.8.2.6 | WCDMA CE UL HWAC (per 16CE) |  |  | 0 | 214.5295 | 0 | 40 | 128.7177 | 0 | Yes | PRA
1.1.5.8.2.7 | WCDMA HS Codes HWAC (per 5HS-Codes) |  |  | 3 | 256.7299 | 1540.3795 | 40 | 154.0379 | 924.2277 | Yes | PRA
1.1.5.9 | 3G RBS6101 2x2 to 2x3 20Wpcc Additional DUW30(Additional 60HS codes) |  |  |  |  | 31373.9208 | 40 |  | 18824.3525
1.1.5.9.1 | DUW BB HW Activation Fee HS Codes p.5 HS-codes |  |  | 12 | 256.7299 | 3080.7589 | 40 | 154.0379 | 1848.4554
1.1.5.9.1.1 | WCDMA HS Codes HWAC (per 5HS-Codes) |  |  | 1 | 256.7299 | 3080.7589 | 40 | 154.0379 | 1848.4554 | Yes | PRA
1.1.5.9.2 | RBS6101 WCDMA 2x2 30Wpcc to 2x3 20Wpcc_DUW30/30(0UL/0DL/30Code)_Rev A |  |  | 2 | 14146.5809 | 28293.1618 | 40 | 8487.9486 | 16975.8971
1.1.5.9.2.1 | Digital Unit DUW 30 Basic HW Module (excl.HWA, SFP) |  |  | 1 | 10880.4661 | 21760.9321 | 40 | 6528.2796 | 13056.5593 | Yes | PRA
1.1.5.9.2.2 | WCDMA Cell Carrier HWAC |  |  | 2 | 862.8677 | 3451.4708 | 40 | 517.7206 | 2070.8825 | Yes | PRA
1.1.5.9.2.3 | WCDMA CE DL HWAC (per 16CE) |  |  | 0 | 214.5295 | 0 | 40 | 128.7177 | 0 | Yes | PRA
1.1.5.9.2.4 | WCDMA CE UL HWAC (per 16CE) |  |  | 0 | 214.5295 | 0 | 40 | 128.7177 | 0 | Yes | PRA
1.1.5.9.2.5 | WCDMA HS Codes HWAC (per 5HS-Codes) |  |  | 6 | 256.7299 | 3080.7589 | 40 | 154.0379 | 1848.4554 | Yes | PRA
1.1.5.10 | 3G RBS6101 2x2 to 2x3 30Wpcc Additional DUW30(Additional 60HS codes) |  |  |  |  | 44129.199 | 40 |  | 26477.5194
1.1.5.10.1 | DUW BB HW Activation Fee HS Codes p.5 HS-codes |  |  | 12 | 256.7299 | 3080.7589 | 40 | 154.0379 | 1848.4554
1.1.5.10.1.1 | WCDMA HS Codes HWAC (per 5HS-Codes) |  |  | 1 | 256.7299 | 3080.7589 | 40 | 154.0379 | 1848.4554 | Yes | PRA
1.1.5.10.2 | RBS6101 WCDMA 2x2 30Wpcc to 2x3 30/40Wpcc_DUW30/30(0UL/0DL/30Code)_Rev A |  |  | 2 | 20524.22 | 41048.4401 | 40 | 12314.532 | 24629.0641
1.1.5.10.2.1 | Digital Unit DUW 30 Basic HW Module (excl.HWA, SFP) |  |  | 1 | 10880.4661 | 21760.9321 | 40 | 6528.2796 | 13056.5593 | Yes | PRA
1.1.5.10.2.2 | PSU 230VAC: Power Supply Unit, 230 VAC |  |  | 1 | 313.7654 | 627.5309 | 40 | 188.2593 | 376.5185 | Yes | PRA
1.1.5.10.2.3 | Output Power HWAC 20W->40W (per RU) |  |  | 2 | 967.9358 | 3871.7433 | 40 | 580.7615 | 2323.046 | Yes | PRA
1.1.5.10.2.4 | WCDMA Cell Carrier HWAC |  |  | 2 | 862.8677 | 3451.4708 | 40 | 517.7206 | 2070.8825 | Yes | PRA
1.1.5.10.2.5 | Single WCDMA Radio Unit RUW 01 B1 (2100 MHz) 20W HW Activation incl. |  |  | 2 | 2064.001 | 8256.0041 | 40 | 1238.4006 | 4953.6024 | Yes | PRA
1.1.5.10.2.6 | WCDMA CE UL HWAC (per 16CE) |  |  | 0 | 214.5295 | 0 | 40 | 128.7177 | 0 | Yes | PRA
1.1.5.10.2.7 | WCDMA HS Codes HWAC (per 5HS-Codes) |  |  | 6 | 256.7299 | 3080.7589 | 40 | 154.0379 | 1848.4554 | Yes | PRA
1.1.5.11 | 3G RBS6101 3x2 to 3x3 30Wpcc Additional DUW30(Additional 90HS codes) |  |  |  |  | 26154.0303 | 40 |  | 15692.4182
1.1.5.11.1 | DUW BB HW Activation Fee HS Codes p.5 HS-codes |  |  | 9 | 256.7299 | 2310.5692 | 40 | 154.0379 | 1386.3415
1.1.5.11.1.1 | WCDMA HS Codes HWAC (per 5HS-Codes) |  |  | 1 | 256.7299 | 2310.5692 | 40 | 154.0379 | 1386.3415 | Yes | PRA
1.1.5.11.2 | RBS6101 WCDMA 3x2 30Wpcc to 3x3 30/40Wpcc_DUW30/30(0UL/0DL/45Code)_Rev A |  |  | 1 | 23843.4611 | 23843.4611 | 40 | 14306.0767 | 14306.0767
1.1.5.11.2.1 | Digital Unit DUW 30 Basic HW Module (excl.HWA, SFP) |  |  | 1 | 10880.4661 | 10880.4661 | 40 | 6528.2796 | 6528.2796 | Yes | PRA
1.1.5.11.2.2 | PSU 230VAC: Power Supply Unit, 230 VAC |  |  | 0 | 313.7654 | 0 | 40 | 188.2593 | 0 | Yes | PRA
1.1.5.11.2.3 | Output Power HWAC 20W->40W (per RU) |  |  | 3 | 967.9358 | 2903.8075 | 40 | 580.7615 | 1742.2845 | Yes | PRA
1.1.5.11.2.4 | WCDMA Cell Carrier HWAC |  |  | 3 | 862.8677 | 2588.6031 | 40 | 517.7206 | 1553.1618 | Yes | PRA
1.1.5.11.2.5 | WCDMA CE UL HWAC (per 16CE) |  |  | 0 | 214.5295 | 0 | 40 | 128.7177 | 0 | Yes | PRA
1.1.5.11.2.6 | WCDMA HS Codes HWAC (per 5HS-Codes) |  |  | 9 | 256.7299 | 2310.5692 | 40 | 154.0379 | 1386.3415 | Yes | PRA
1.1.5.11.2.7 | 3-pack WCDMA Radio Unit RUW 01B1 (2100 MHz) 20W HW Activation incl. |  |  | 1 | 5160.0153 | 5160.0153 | 40 | 3096.0092 | 3096.0092 | Yes | PRA
1.1.5.12 | 3G RBS6102 1x2 to 1x3 20Wpcc Additional DUW30(Additional 30HS codes) |  |  |  |  | 411795.1101 | 40 |  | 247077.0661
1.1.5.12.1 | DUW BB HW Activation Fee HS Codes p.5 HS-codes |  |  | 93 | 256.7299 | 23875.8818 | 40 | 154.0379 | 14325.5291
1.1.5.12.1.1 | WCDMA HS Codes HWAC (per 5HS-Codes) |  |  | 1 | 256.7299 | 23875.8818 | 40 | 154.0379 | 14325.5291 | Yes | PRA
1.1.5.12.2 | RBS6102 WCDMA 1x2 30Wpcc to 1x3 20Wpcc_DUW20/30(0UL/0DL/15Code)_Rev A |  |  | 31 | 12513.5235 | 387919.2283 | 40 | 7508.1141 | 232751.537
1.1.5.12.2.1 | Digital Unit DUW 30 Basic HW Module (excl.HWA, SFP) |  |  | 1 | 10880.4661 | 337294.448 | 40 | 6528.2796 | 202376.6688 | Yes | PRA
1.1.5.12.2.2 | WCDMA Cell Carrier HWAC |  |  | 1 | 862.8677 | 26748.8985 | 40 | 517.7206 | 16049.3391 | Yes | PRA
1.1.5.12.2.3 | Digital Unit DUW 20 Basic HW Module (excl.HWA, SFP) |  |  | 0 | 7211.7153 | 0 | 40 | 4327.0292 | 0 | Yes | PRA
1.1.5.12.2.4 | WCDMA HS Codes HWAC (per 5HS-Codes) |  |  | 3 | 256.7299 | 23875.8818 | 40 | 154.0379 | 14325.5291 | Yes | PRA
1.1.5.13 | 3G RBS6102 1x2 to 1x3 30Wpcc Additional DUW30(Additional 30HS codes) |  |  |  |  | 244734.7511 | 40 |  | 146840.8506
1.1.5.13.1 | DUW BB HW Activation Fee HS Codes p.5 HS-codes |  |  | 45 | 256.7299 | 11552.846 | 40 | 154.0379 | 6931.7076
1.1.5.13.1.1 | WCDMA HS Codes HWAC (per 5HS-Codes) |  |  | 1 | 256.7299 | 11552.846 | 40 | 154.0379 | 6931.7076 | Yes | PRA
1.1.5.13.2 | RBS6102 WCDMA 1x2 30Wpcc to 1x3 30/40Wpcc_DUW20/30(0UL/0DL/15Code)_Rev A |  |  | 15 | 15545.4603 | 233181.905 | 40 | 9327.2762 | 139909.143
1.1.5.13.2.1 | Digital Unit DUW 30 Basic HW Module (excl.HWA, SFP) |  |  | 1 | 10880.4661 | 163206.991 | 40 | 6528.2796 | 97924.1946 | Yes | PRA
1.1.5.13.2.2 | Output Power HWAC 20W->40W (per RU) |  |  | 1 | 967.9358 | 14519.0373 | 40 | 580.7615 | 8711.4224 | Yes | PRA
1.1.5.13.2.3 | WCDMA Cell Carrier HWAC |  |  | 1 | 862.8677 | 12943.0154 | 40 | 517.7206 | 7765.8092 | Yes | PRA
1.1.5.13.2.4 | Single WCDMA Radio Unit RUW 01 B1 (2100 MHz) 20W HW Activation incl. |  |  | 1 | 2064.001 | 30960.0153 | 40 | 1238.4006 | 18576.0092 | Yes | PRA
1.1.5.13.2.5 | Digital Unit DUW 20 Basic HW Module (excl.HWA, SFP) |  |  | 0 | 7211.7153 | 0 | 40 | 4327.0292 | 0 | Yes | PRA
1.1.5.13.2.6 | WCDMA HS Codes HWAC (per 5HS-Codes) |  |  | 3 | 256.7299 | 11552.846 | 40 | 154.0379 | 6931.7076 | Yes | PRA
1.1.5.14 | 3G RBS6102 2x2 to 2x3 20Wpcc Additional DUW30(Additional 60HS codes) |  |  |  |  | 47060.8812 | 40 |  | 28236.5287
1.1.5.14.1 | DUW BB HW Activation Fee HS Codes p.5 HS-codes |  |  | 18 | 256.7299 | 4621.1384 | 40 | 154.0379 | 2772.6831
1.1.5.14.1.1 | WCDMA HS Codes HWAC (per 5HS-Codes) |  |  | 1 | 256.7299 | 4621.1384 | 40 | 154.0379 | 2772.6831 | Yes | PRA
1.1.5.14.2 | RBS6102 WCDMA 2x2 30Wpcc to 2x3 20Wpcc_DUW30/30(0UL/0DL/30Code)_Rev A |  |  | 3 | 14146.5809 | 42439.7428 | 40 | 8487.9486 | 25463.8457
1.1.5.14.2.1 | Digital Unit DUW 30 Basic HW Module (excl.HWA, SFP) |  |  | 1 | 10880.4661 | 32641.3982 | 40 | 6528.2796 | 19584.8389 | Yes | PRA
1.1.5.14.2.2 | WCDMA Cell Carrier HWAC |  |  | 2 | 862.8677 | 5177.2062 | 40 | 517.7206 | 3106.3237 | Yes | PRA
1.1.5.14.2.3 | WCDMA HS Codes HWAC (per 5HS-Codes) |  |  | 6 | 256.7299 | 4621.1384 | 40 | 154.0379 | 2772.6831 | Yes | PRA
1.1.5.15 | 3G RBS6102 2x2 to 2x3 30Wpcc Additional DUW30(Additional 60HS codes) |  |  |  |  | 826531.6949 | 40 |  | 495919.0169
1.1.5.15.1 | DUW BB HW Activation Fee HS Codes p.5 HS-codes |  |  | 228 | 256.7299 | 58534.42 | 40 | 154.0379 | 35120.652
1.1.5.15.1.1 | WCDMA HS Codes HWAC (per 5HS-Codes) |  |  | 1 | 256.7299 | 58534.42 | 40 | 154.0379 | 35120.652 | Yes | PRA
1.1.5.15.2 | RBS6102 WCDMA 2x2 30Wpcc to 2x3 30/40Wpcc_DUW30/30(0UL/0DL/30Code)_Rev A |  |  | 38 | 20210.4546 | 767997.2749 | 40 | 12126.2728 | 460798.365
1.1.5.15.2.1 | Digital Unit DUW 30 Basic HW Module (excl.HWA, SFP) |  |  | 1 | 10880.4661 | 413457.7104 | 40 | 6528.2796 | 248074.6263 | Yes | PRA
1.1.5.15.2.2 | Output Power HWAC 20W->40W (per RU) |  |  | 2 | 967.9358 | 73563.1224 | 40 | 580.7615 | 44137.8734 | Yes | PRA
1.1.5.15.2.3 | WCDMA Cell Carrier HWAC |  |  | 2 | 862.8677 | 65577.9447 | 40 | 517.7206 | 39346.7668 | Yes | PRA
1.1.5.15.2.4 | Single WCDMA Radio Unit RUW 01 B1 (2100 MHz) 20W HW Activation incl. |  |  | 2 | 2064.001 | 156864.0774 | 40 | 1238.4006 | 94118.4465 | Yes | PRA
1.1.5.15.2.5 | WCDMA CE UL HWAC (per 16CE) |  |  | 0 | 214.5295 | 0 | 40 | 128.7177 | 0 | Yes | PRA
1.1.5.15.2.6 | WCDMA HS Codes HWAC (per 5HS-Codes) |  |  | 6 | 256.7299 | 58534.42 | 40 | 154.0379 | 35120.652 | Yes | PRA
1.1.5.16 | 3G RBS6102 3x2 to 3x3 30Wpcc Additional DUW30(Additional 90HS codes) |  |  |  |  | 3896950.5157 | 40 |  | 2338170.3094
1.1.5.16.1 | DUW BB HW Activation Fee HS Codes p.5 HS-codes |  |  | 1341 | 256.7299 | 344274.8122 | 40 | 154.0379 | 206564.8873
1.1.5.16.1.1 | WCDMA HS Codes HWAC (per 5HS-Codes) |  |  | 1 | 256.7299 | 344274.8122 | 40 | 154.0379 | 206564.8873 | Yes | PRA
1.1.5.16.2 | RBS6102 WCDMA 3x2 30Wpcc to 3x3 30/40Wpcc_DUW30/30(0UL/0DL/45Code)_Rev A |  |  | 149 | 23843.4611 | 3552675.7036 | 40 | 14306.0767 | 2131605.4221
1.1.5.16.2.1 | Digital Unit DUW 30 Basic HW Module (excl.HWA, SFP) |  |  | 1 | 10880.4661 | 1621189.4435 | 40 | 6528.2796 | 972713.6661 | Yes | PRA
1.1.5.16.2.2 | Output Power HWAC 20W->40W (per RU) |  |  | 3 | 967.9358 | 432667.3119 | 40 | 580.7615 | 259600.3871 | Yes | PRA
1.1.5.16.2.3 | WCDMA Cell Carrier HWAC |  |  | 3 | 862.8677 | 385701.8592 | 40 | 517.7206 | 231421.1155 | Yes | PRA
1.1.5.16.2.4 | WCDMA CE UL HWAC (per 16CE) |  |  | 0 | 214.5295 | 0 | 40 | 128.7177 | 0 | Yes | PRA
1.1.5.16.2.5 | WCDMA HS Codes HWAC (per 5HS-Codes) |  |  | 9 | 256.7299 | 344274.8122 | 40 | 154.0379 | 206564.8873 | Yes | PRA
1.1.5.16.2.6 | 3-pack WCDMA Radio Unit RUW 01B1 (2100 MHz) 20W HW Activation incl. |  |  | 1 | 5160.0153 | 768842.2768 | 40 | 3096.0092 | 461305.3661 | Yes | PRA
1.1.5.17 | 3G RBS6201 1x2 to 1x3 20Wpcc Additional DUW30(Additional 30HS codes) |  |  |  |  | 92985.9926 | 40 |  | 55791.5956
1.1.5.17.1 | DUW BB HW Activation Fee HS Codes p.5 HS-codes |  |  | 21 | 256.7299 | 5391.3282 | 40 | 154.0379 | 3234.7969
1.1.5.17.1.1 | WCDMA HS Codes HWAC (per 5HS-Codes) |  |  | 1 | 256.7299 | 5391.3282 | 40 | 154.0379 | 3234.7969 | Yes | PRA
1.1.5.17.2 | RBS6201 WCDMA 1x2 30Wpcc to 1x3 20Wpcc_DUW20/30(0UL/0DL/15Code)_Rev A |  |  | 7 | 12513.5235 | 87594.6645 | 40 | 7508.1141 | 52556.7987
1.1.5.17.2.1 | Digital Unit DUW 30 Basic HW Module (excl.HWA, SFP) |  |  | 1 | 10880.4661 | 76163.2624 | 40 | 6528.2796 | 45697.9575 | Yes | PRA
1.1.5.17.2.2 | WCDMA Cell Carrier HWAC |  |  | 1 | 862.8677 | 6040.0739 | 40 | 517.7206 | 3624.0443 | Yes | PRA
1.1.5.17.2.3 | WCDMA HS Codes HWAC (per 5HS-Codes) |  |  | 3 | 256.7299 | 5391.3282 | 40 | 154.0379 | 3234.7969 | Yes | PRA
1.1.5.18 | 3G RBS6201 2x2 to 2x3 20Wpcc Additional DUW30(Additional 60HS codes) |  |  |  |  | 31373.9208 | 40 |  | 18824.3525
1.1.5.18.1 | DUW BB HW Activation Fee HS Codes p.5 HS-codes |  |  | 12 | 256.7299 | 3080.7589 | 40 | 154.0379 | 1848.4554
1.1.5.18.1.1 | WCDMA HS Codes HWAC (per 5HS-Codes) |  |  | 1 | 256.7299 | 3080.7589 | 40 | 154.0379 | 1848.4554 | Yes | PRA
1.1.5.18.2 | RBS6201 WCDMA 2x2 30Wpcc to 2x3 20Wpcc_DUW30/30(0UL/0DL/30Code)_Rev A |  |  | 2 | 14146.5809 | 28293.1618 | 40 | 8487.9486 | 16975.8971
1.1.5.18.2.1 | Digital Unit DUW 30 Basic HW Module (excl.HWA, SFP) |  |  | 1 | 10880.4661 | 21760.9321 | 40 | 6528.2796 | 13056.5593 | Yes | PRA
1.1.5.18.2.2 | WCDMA Cell Carrier HWAC |  |  | 2 | 862.8677 | 3451.4708 | 40 | 517.7206 | 2070.8825 | Yes | PRA
1.1.5.18.2.3 | WCDMA HS Codes HWAC (per 5HS-Codes) |  |  | 6 | 256.7299 | 3080.7589 | 40 | 154.0379 | 1848.4554 | Yes | PRA
1.1.5.19 | 3G RBS6201 2x2 to 2x3 30Wpcc Additional DUW30(Additional 60HS codes) |  |  |  |  | 44129.199 | 40 |  | 26477.5194
1.1.5.19.1 | DUW BB HW Activation Fee HS Codes p.5 HS-codes |  |  | 12 | 256.7299 | 3080.7589 | 40 | 154.0379 | 1848.4554
1.1.5.19.1.1 | WCDMA HS Codes HWAC (per 5HS-Codes) |  |  | 1 | 256.7299 | 3080.7589 | 40 | 154.0379 | 1848.4554 | Yes | PRA
1.1.5.19.2 | RBS6201 WCDMA 2x2 30Wpcc to 2x3 30/40Wpcc_DUW30/30(0UL/0DL/30Code)_Rev A |  |  | 2 | 20524.22 | 41048.4401 | 40 | 12314.532 | 24629.0641
1.1.5.19.2.1 | Digital Unit DUW 30 Basic HW Module (excl.HWA, SFP) |  |  | 1 | 10880.4661 | 21760.9321 | 40 | 6528.2796 | 13056.5593 | Yes | PRA
1.1.5.19.2.2 | PSU 230VAC: Power Supply Unit, 230 VAC |  |  | 1 | 313.7654 | 627.5309 | 40 | 188.2593 | 376.5185 | Yes | PRA
1.1.5.19.2.3 | Output Power HWAC 20W->40W (per RU) |  |  | 2 | 967.9358 | 3871.7433 | 40 | 580.7615 | 2323.046 | Yes | PRA
1.1.5.19.2.4 | WCDMA Cell Carrier HWAC |  |  | 2 | 862.8677 | 3451.4708 | 40 | 517.7206 | 2070.8825 | Yes | PRA
1.1.5.19.2.5 | Single WCDMA Radio Unit RUW 01 B1 (2100 MHz) 20W HW Activation incl. |  |  | 2 | 2064.001 | 8256.0041 | 40 | 1238.4006 | 4953.6024 | Yes | PRA
1.1.5.19.2.6 | WCDMA CE UL HWAC (per 16CE) |  |  | 0 | 214.5295 | 0 | 40 | 128.7177 | 0 | Yes | PRA
1.1.5.19.2.7 | WCDMA HS Codes HWAC (per 5HS-Codes) |  |  | 6 | 256.7299 | 3080.7589 | 40 | 154.0379 | 1848.4554 | Yes | PRA
1.1.5.20 | 3G RBS6201 3x2 to 3x3 30Wpcc Additional DUW30(Additional 90HS codes) |  |  |  |  | 476420.3234 | 40 |  | 285852.1941
1.1.5.20.1 | DUW BB HW Activation Fee HS Codes p.5 HS-codes |  |  | 162 | 256.7299 | 41590.2458 | 40 | 154.0379 | 24954.1475
1.1.5.20.1.1 | WCDMA HS Codes HWAC (per 5HS-Codes) |  |  | 1 | 256.7299 | 41590.2458 | 40 | 154.0379 | 24954.1475 | Yes | PRA
1.1.5.20.2 | RBS6201 WCDMA 3x2 30Wpcc to 3x3 30/40Wpcc_DUW30/30(0UL/0DL/45Code)_Rev A |  |  | 18 | 24157.2265 | 434830.0777 | 40 | 14494.3359 | 260898.0466
1.1.5.20.2.1 | Digital Unit DUW 30 Basic HW Module (excl.HWA, SFP) |  |  | 1 | 10880.4661 | 195848.3892 | 40 | 6528.2796 | 117509.0335 | Yes | PRA
1.1.5.20.2.2 | PSU 230VAC: Power Supply Unit, 230 VAC |  |  | 1 | 313.7654 | 5647.7779 | 40 | 188.2593 | 3388.6668 | Yes | PRA
1.1.5.20.2.3 | Output Power HWAC 20W->40W (per RU) |  |  | 3 | 967.9358 | 52268.5343 | 40 | 580.7615 | 31361.1206 | Yes | PRA
1.1.5.20.2.4 | WCDMA Cell Carrier HWAC |  |  | 3 | 862.8677 | 46594.8555 | 40 | 517.7206 | 27956.9133 | Yes | PRA
1.1.5.20.2.5 | WCDMA CE UL HWAC (per 16CE) |  |  | 0 | 214.5295 | 0 | 40 | 128.7177 | 0 | Yes | PRA
1.1.5.20.2.6 | WCDMA HS Codes HWAC (per 5HS-Codes) |  |  | 9 | 256.7299 | 41590.2458 | 40 | 154.0379 | 24954.1475 | Yes | PRA
1.1.5.20.2.7 | 3-pack WCDMA Radio Unit RUW 01B1 (2100 MHz) 20W HW Activation incl. |  |  | 1 | 5160.0153 | 92880.2751 | 40 | 3096.0092 | 55728.165 | Yes | PRA
1.1.5.21 | 3G RBS6601 1x2 to 1x3 30Wpcc Additional DUW30(Additional 30HS codes) |  |  |  |  | 51094.4277 | 40 |  | 30656.6566
1.1.5.21.1 | DUW BB HW Activation Fee HS Codes p.5 HS-codes |  |  | 9 | 256.7299 | 2310.5692 | 40 | 154.0379 | 1386.3415
1.1.5.21.1.1 | WCDMA HS Codes HWAC (per 5HS-Codes) |  |  | 1 | 256.7299 | 2310.5692 | 40 | 154.0379 | 1386.3415 | Yes | PRA
1.1.5.21.2 | RBS6601 5m Fiber + SFP+Pole Bracket for 1 sector |  |  | 3 | 144.3173 | 432.9518 | 40 | 86.5904 | 259.7711
1.1.5.21.2.1 | PRODUCT PACKAGE/Main Remote Site Product (FAP1301839) |  |  | 1 | 144.3173 | 432.9518 | 40 | 86.5904 | 259.7711 | Yes | PRT
Price Objects
1.1.5.21.2.1.1 | POLE MOUNTING FIXTURE CEU | NTM 202 20/1 |  | 2 | 27.17 | 54.34 | 40 | 16.302 | 32.604
1.1.5.21.2.1.2 | CONNECTION CABLE/2F LCD-LCD SM | RPM 253 3577/5000 |  | 1 | 32.7773 | 32.7773 | 40 | 19.6664 | 19.6664
1.1.5.21.2.1.3 | OPTICAL TRANSCEIVER/TRX SM CPRI 614.4-24 | RDH 102 47/2 |  | 2 | 28.6 | 57.2 | 40 | 17.16 | 34.32
1.1.5.21.3 | RBS6601 WCDMA 1x2 30Wpcc to 1x3 30Wpcc_DUW20/30(0UL/0DL/15Code) Rev A |  |  | 3 | 16116.9689 | 48350.9066 | 40 | 9670.1813 | 29010.544
1.1.5.21.3.1 | Digital Unit DUW 20 Basic HW Module (excl.HWA, SFP) |  |  | 1 | 7211.7153 | 21635.1458 | 40 | 4327.0292 | 12981.0875 | Yes | PRA
1.1.5.21.3.2 | Main Unit - 48 V DC Power cable 2m |  |  | 1 | 33.99 | 101.97 | 40 | 20.394 | 61.182 | Yes | PRA
1.1.5.21.3.3 | RBS 6601 Main Unit, -48 VDC (no Digital Unit incl.) |  |  | 1 | 1625.8755 | 4877.6264 | 40 | 975.5253 | 2926.5758 | Yes | PRA
1.1.5.21.3.4 | Output Power HWAC 20W->40W (per RU) |  |  | 1 | 967.9358 | 2903.8075 | 40 | 580.7615 | 1742.2845 | Yes | PRA
1.1.5.21.3.5 | WCDMA Cell Carrier HWAC |  |  | 1 | 862.8677 | 2588.6031 | 40 | 517.7206 | 1553.1618 | Yes | PRA
1.1.5.21.3.6 | WCDMA Remote Radio Unit RRUW 01B1 (2100 MHz) -48VDC , 20W HW Activation incl. |  |  | 1 | 4195.5049 | 12586.5147 | 40 | 2517.3029 | 7551.9088 | Yes | PRA
1.1.5.21.3.7 | Kit for interconnection of 2 DUW units |  |  | 1 | 448.89 | 1346.67 | 40 | 269.334 | 808.002 | Yes | PRA
1.1.5.21.3.8 | WCDMA CE DL HWAC (per 16CE) |  |  | 0 | 214.5295 | 0 | 40 | 128.7177 | 0 | Yes | PRA
1.1.5.21.3.9 | WCDMA CE UL HWAC (per 16CE) |  |  | 0 | 214.5295 | 0 | 40 | 128.7177 | 0 | Yes | PRA
1.1.5.21.3.10 | WCDMA HS Codes HWAC (per 5HS-Codes) |  |  | 3 | 256.7299 | 2310.5692 | 40 | 154.0379 | 1386.3415 | Yes | PRA
1.1.5.22 | 3G RBS6601 2x2 to 2x3 30Wpcc Additional DUW30(Additional 60HS codes) |  |  |  |  | 113644.9275 | 40 |  | 68186.9565
1.1.5.22.1 | DUW BB HW Activation Fee HS Codes p.5 HS-codes |  |  | 24 | 256.7299 | 6161.5179 | 40 | 154.0379 | 3696.9107
1.1.5.22.1.1 | WCDMA HS Codes HWAC (per 5HS-Codes) |  |  | 1 | 256.7299 | 6161.5179 | 40 | 154.0379 | 3696.9107 | Yes | PRA
1.1.5.22.2 | RBS6601 5m Fiber + SFP+Pole Bracket for 2 sector |  |  | 4 | 288.6346 | 1154.5383 | 40 | 173.1807 | 692.723
1.1.5.22.2.1 | PRODUCT PACKAGE/Main Remote Site Product (FAP1301839) |  |  | 1 | 288.6346 | 1154.5383 | 40 | 173.1807 | 692.723 | Yes | PRT
Price Objects
1.1.5.22.2.1.1 | POLE MOUNTING FIXTURE CEU | NTM 202 20/1 |  | 4 | 27.17 | 108.68 | 40 | 16.302 | 65.208
1.1.5.22.2.1.2 | CONNECTION CABLE/2F LCD-LCD SM | RPM 253 3577/5000 |  | 2 | 32.7773 | 65.5546 | 40 | 19.6664 | 39.3327
1.1.5.22.2.1.3 | OPTICAL TRANSCEIVER/TRX SM CPRI 614.4-24 | RDH 102 47/2 |  | 4 | 28.6 | 114.4 | 40 | 17.16 | 68.64
1.1.5.22.3 | RBS6601 WCDMA 2x2 30Wpcc to 2x3 30Wpcc_DUW30/30(0UL/0DL/30Code) Rev A |  |  | 4 | 26582.2178 | 106328.8713 | 40 | 15949.3307 | 63797.3228
1.1.5.22.3.1 | Digital Unit DUW 30 Basic HW Module (excl.HWA, SFP) |  |  | 1 | 10880.4661 | 43521.8643 | 40 | 6528.2796 | 26113.1186 | Yes | PRA
1.1.5.22.3.2 | Main Unit - 48 V DC Power cable 2m |  |  | 1 | 33.99 | 135.96 | 40 | 20.394 | 81.576 | Yes | PRA
1.1.5.22.3.3 | RBS 6601 Main Unit, -48 VDC (no Digital Unit incl.) |  |  | 1 | 1625.8755 | 6503.5018 | 40 | 975.5253 | 3902.1011 | Yes | PRA
1.1.5.22.3.4 | Output Power HWAC 20W->40W (per RU) |  |  | 2 | 967.9358 | 7743.4866 | 40 | 580.7615 | 4646.0919 | Yes | PRA
1.1.5.22.3.5 | WCDMA Cell Carrier HWAC |  |  | 2 | 862.8677 | 6902.9416 | 40 | 517.7206 | 4141.7649 | Yes | PRA
1.1.5.22.3.6 | WCDMA Remote Radio Unit RRUW 01B1 (2100 MHz) -48VDC , 20W HW Activation incl. |  |  | 2 | 4195.5049 | 33564.0392 | 40 | 2517.3029 | 20138.4235 | Yes | PRA
1.1.5.22.3.7 | Kit for interconnection of 2 DUW units |  |  | 1 | 448.89 | 1795.56 | 40 | 269.334 | 1077.336 | Yes | PRA
1.1.5.22.3.8 | WCDMA CE DL HWAC (per 16CE) |  |  | 0 | 214.5295 | 0 | 40 | 128.7177 | 0 | Yes | PRA
1.1.5.22.3.9 | WCDMA CE UL HWAC (per 16CE) |  |  | 0 | 214.5295 | 0 | 40 | 128.7177 | 0 | Yes | PRA
1.1.5.22.3.10 | WCDMA HS Codes HWAC (per 5HS-Codes) |  |  | 6 | 256.7299 | 6161.5179 | 40 | 154.0379 | 3696.9107 | Yes | PRA
1.1.5.23 | 3G RBS6601 3x2 to 3x3 30Wpcc Additional DUW30(Additional 90HS codes) |  |  |  |  | 290095.1763 | 40 |  | 174057.1058
1.1.5.23.1 | DUW BB HW Activation Fee HS Codes p.5 HS-codes |  |  | 72 | 256.7299 | 18484.5537 | 40 | 154.0379 | 11090.7322
1.1.5.23.1.1 | WCDMA HS Codes HWAC (per 5HS-Codes) |  |  | 1 | 256.7299 | 18484.5537 | 40 | 154.0379 | 11090.7322 | Yes | PRA
1.1.5.23.2 | RBS6601 5m Fiber + SFP+Pole Bracket for 3 sector |  |  | 8 | 432.9518 | 3463.6148 | 40 | 259.7711 | 2078.1689
1.1.5.23.2.1 | PRODUCT PACKAGE/Main Remote Site Product (FAP1301839) |  |  | 1 | 432.9518 | 3463.6148 | 40 | 259.7711 | 2078.1689 | Yes | PRT
Price Objects
1.1.5.23.2.1.1 | POLE MOUNTING FIXTURE CEU | NTM 202 20/1 |  | 6 | 27.17 | 163.02 | 40 | 16.302 | 97.812
1.1.5.23.2.1.2 | CONNECTION CABLE/2F LCD-LCD SM | RPM 253 3577/5000 |  | 3 | 32.7773 | 98.3318 | 40 | 19.6664 | 58.9991
1.1.5.23.2.1.3 | OPTICAL TRANSCEIVER/TRX SM CPRI 614.4-24 | RDH 102 47/2 |  | 6 | 28.6 | 171.6 | 40 | 17.16 | 102.96
1.1.5.23.3 | RBS6601 WCDMA 3x2 30Wpcc to 3x3 30Wpcc_DUW30/30(0UL/0DL/45Code) Rev A |  |  | 8 | 33378.716 | 267029.7279 | 40 | 20027.2296 | 160217.8367
1.1.5.23.3.1 | Digital Unit DUW 30 Basic HW Module (excl.HWA, SFP) |  |  | 1 | 10880.4661 | 87043.7285 | 40 | 6528.2796 | 52226.2371 | Yes | PRA
1.1.5.23.3.2 | Main Unit - 48 V DC Power cable 2m |  |  | 1 | 33.99 | 271.92 | 40 | 20.394 | 163.152 | Yes | PRA
1.1.5.23.3.3 | RBS 6601 Main Unit, -48 VDC (no Digital Unit incl.) |  |  | 1 | 1625.8755 | 13007.0037 | 40 | 975.5253 | 7804.2022 | Yes | PRA
1.1.5.23.3.4 | Output Power HWAC 20W->40W (per RU) |  |  | 3 | 967.9358 | 23230.4597 | 40 | 580.7615 | 13938.2758 | Yes | PRA
1.1.5.23.3.5 | WCDMA Cell Carrier HWAC |  |  | 3 | 862.8677 | 20708.8247 | 40 | 517.7206 | 12425.2948 | Yes | PRA
1.1.5.23.3.6 | WCDMA Remote Radio Unit RRUW 01B1 (2100 MHz) -48VDC , 20W HW Activation incl. |  |  | 3 | 4195.5049 | 100692.1177 | 40 | 2517.3029 | 60415.2706 | Yes | PRA
1.1.5.23.3.7 | Kit for interconnection of 2 DUW units |  |  | 1 | 448.89 | 3591.12 | 40 | 269.334 | 2154.672 | Yes | PRA
1.1.5.23.3.8 | WCDMA CE DL HWAC (per 16CE) |  |  | 0 | 214.5295 | 0 | 40 | 128.7177 | 0 | Yes | PRA
1.1.5.23.3.9 | WCDMA CE UL HWAC (per 16CE) |  |  | 0 | 214.5295 | 0 | 40 | 128.7177 | 0 | Yes | PRA
1.1.5.23.3.10 | WCDMA HS Codes HWAC (per 5HS-Codes) |  |  | 9 | 256.7299 | 18484.5537 | 40 | 154.0379 | 11090.7322 | Yes | PRA
1.1.5.23.4 | SSC-02 Expansion_For Addn 2 RRU |  |  | 8 | 139.66 | 1117.28 | 40 | 83.796 | 670.368
1.1.5.23.4.1 | PRODUCT PACKAGE/Power system; (SSC-02) (FAP1301878) |  |  | 1 | 139.66 | 1117.28 | 40 | 83.796 | 670.368 | Yes | PRT
Price Objects
1.1.5.23.4.1.1 | Distribution CB 2-32A | INF 901 6406/19 |  | 2 | 15.02 | 30.04 | 40 | 9.012 | 18.024
1.1.5.23.4.1.2 | RRU SPD protection Kit | INF 901 6406/3 |  | 2 | 54.81 | 109.62 | 40 | 32.886 | 65.772
1.1.5.24 | 3G RBS6601 1x2 to 1x3 20Wpcc Additional DUW30(Additional 30HS codes) |  |  |  |  | 600306.279 | 40 |  | 360183.7674
1.1.5.24.1 | DUW BB HW Activation Fee HS Codes p.5 HS-codes |  |  | 117 | 256.7299 | 30037.3997 | 40 | 154.0379 | 18022.4398
1.1.5.24.1.1 | WCDMA HS Codes HWAC (per 5HS-Codes) |  |  | 1 | 256.7299 | 30037.3997 | 40 | 154.0379 | 18022.4398 | Yes | PRA
1.1.5.24.2 | RBS6601 WCDMA 1x2 30Wpcc to 1x3 20Wpcc_DUW20/30(0UL/0DL/15Code) Rev A |  |  | 39 | 14622.279 | 570268.8793 | 40 | 8773.3674 | 342161.3276
1.1.5.24.2.1 | Digital Unit DUW 30 Basic HW Module (excl.HWA, SFP) |  |  | 1 | 10880.4661 | 424338.1765 | 40 | 6528.2796 | 254602.9059 | Yes | PRA
1.1.5.24.2.2 | Main Unit - 48 V DC Power cable 2m |  |  | 1 | 33.99 | 1325.61 | 40 | 20.394 | 795.366 | Yes | PRA
1.1.5.24.2.3 | RBS 6601 Main Unit, -48 VDC (no Digital Unit incl.) |  |  | 1 | 1625.8755 | 63409.143 | 40 | 975.5253 | 38045.4858 | Yes | PRA
1.1.5.24.2.4 | WCDMA Cell Carrier HWAC |  |  | 1 | 862.8677 | 33651.8401 | 40 | 517.7206 | 20191.104 | Yes | PRA
1.1.5.24.2.5 | Kit for interconnection of 2 DUW units |  |  | 1 | 448.89 | 17506.71 | 40 | 269.334 | 10504.026 | Yes | PRA
1.1.5.24.2.6 | WCDMA CE DL HWAC (per 16CE) |  |  | 0 | 214.5295 | 0 | 40 | 128.7177 | 0 | Yes | PRA
1.1.5.24.2.7 | WCDMA CE UL HWAC (per 16CE) |  |  | 0 | 214.5295 | 0 | 40 | 128.7177 | 0 | Yes | PRA
1.1.5.24.2.8 | WCDMA HS Codes HWAC (per 5HS-Codes) |  |  | 3 | 256.7299 | 30037.3997 | 40 | 154.0379 | 18022.4398 | Yes | PRA
1.1.5.25 | 3G RBS6601 2x2 to 2x3 20Wpcc Additional DUW30(Additional 60HS codes) |  |  |  |  | 35591.4317 | 40 |  | 21354.859
1.1.5.25.1 | DUW BB HW Activation Fee HS Codes p.5 HS-codes |  |  | 12 | 256.7299 | 3080.7589 | 40 | 154.0379 | 1848.4554
1.1.5.25.1.1 | WCDMA HS Codes HWAC (per 5HS-Codes) |  |  | 1 | 256.7299 | 3080.7589 | 40 | 154.0379 | 1848.4554 | Yes | PRA
1.1.5.25.2 | RBS6601 WCDMA 2x2 30Wpcc to 2x3 20Wpcc_DUW30/30(0UL/0DL/30Code) Rev A |  |  | 2 | 16255.3364 | 32510.6728 | 40 | 9753.2018 | 19506.4037
1.1.5.25.2.1 | Digital Unit DUW 30 Basic HW Module (excl.HWA, SFP) |  |  | 1 | 10880.4661 | 21760.9321 | 40 | 6528.2796 | 13056.5593 | Yes | PRA
1.1.5.25.2.2 | Main Unit - 48 V DC Power cable 2m |  |  | 1 | 33.99 | 67.98 | 40 | 20.394 | 40.788 | Yes | PRA
1.1.5.25.2.3 | RBS 6601 Main Unit, -48 VDC (no Digital Unit incl.) |  |  | 1 | 1625.8755 | 3251.7509 | 40 | 975.5253 | 1951.0506 | Yes | PRA
1.1.5.25.2.4 | WCDMA Cell Carrier HWAC |  |  | 2 | 862.8677 | 3451.4708 | 40 | 517.7206 | 2070.8825 | Yes | PRA
1.1.5.25.2.5 | Kit for interconnection of 2 DUW units |  |  | 1 | 448.89 | 897.78 | 40 | 269.334 | 538.668 | Yes | PRA
1.1.5.25.2.6 | WCDMA CE DL HWAC (per 16CE) |  |  | 0 | 214.5295 | 0 | 40 | 128.7177 | 0 | Yes | PRA
1.1.5.25.2.7 | WCDMA CE UL HWAC (per 16CE) |  |  | 0 | 214.5295 | 0 | 40 | 128.7177 | 0 | Yes | PRA
1.1.5.25.2.8 | WCDMA HS Codes HWAC (per 5HS-Codes) |  |  | 6 | 256.7299 | 3080.7589 | 40 | 154.0379 | 1848.4554 | Yes | PRA
1.1.6 | 03 Software (Mod) |  |  |  |  | 5190955.049 |  |  | 1055075.5125
1.1.6.1 | 42Mbps 1st Carrier: Remainder NW |  |  |  |  | 3203937.3488 | 76 |  | 768944.9637
1.1.6.1.1 | FAJ1211441 R1 Multi Carrier p.3HScc |  |  | 1556 | 1782.7582 | 2773971.7306 | 76 | 427.862 | 665753.2153
1.1.6.1.1.1 | FAJ1211441 R1, Multi Carrier, 3HScc |  |  | 1 | 1782.7582 | 2773971.7306 | 76 | 427.862 | 665753.2153 | Yes | PRA
1.1.6.1.2 | FAJ1211445 R1 Multi Carrier Inactivity Control p.3HScc |  |  | 1556 | 276.3275 | 429965.6182 | 76 | 66.3186 | 103191.7484
1.1.6.1.2.1 | FAJ1211445 R1, Multi Carrier Inactivity Control, 3HScc |  |  | 1 | 276.3275 | 429965.6182 | 76 | 66.3186 | 103191.7484 | Yes | PRA
1.1.6.2 | 42Mbps 2nd Carrier: Remainder NW |  |  |  |  | 1987017.7002 | 85.6 |  | 286130.5488
1.1.6.2.1 | FAJ1211441 R1 Multi Carrier p.3HScc |  |  | 965 | 1782.7582 | 1720361.6452 | 85.6 | 256.7172 | 247732.0769
1.1.6.2.1.1 | FAJ1211441 R1, Multi Carrier, 3HScc |  |  | 1 | 1782.7582 | 1720361.6452 | 85.6 | 256.7172 | 247732.0769 | Yes | PRA
1.1.6.2.2 | FAJ1211445 R1 Multi Carrier Inactivity Control p.3HScc |  |  | 965 | 276.3275 | 266656.055 | 85.6 | 39.7912 | 38398.4719
1.1.6.2.2.1 | FAJ1211445 R1, Multi Carrier Inactivity Control, 3HScc |  |  | 1 | 276.3275 | 266656.055 | 85.6 | 39.7912 | 38398.4719 | Yes | PRA
1.1.6.3 | 21Mbps 1st Carrier: Leftover |  |  |  |  | 0 | 0 |  | 0
1.1.6.3.1 | 21 Mbps SW features, per 3HScc (TPCM only) |  |  | 0 | 0 | 0 | 0 | 550.1082 | 0
1.1.6.3.1.1 | FAJ1211328 R1, Enhanced Layer2, 3HScc |  |  | 1 | 509.3595 | 0 | 76 | 122.2463 | 0 | Yes | PRA
1.1.6.3.1.2 | FAJ1211331 R1, HSDPA 64 QAM, 3HScc |  |  | 1 | 1782.7582 | 0 | 76 | 427.862 | 0 | Yes | PRA
1.1.7 | 04 Software (Upgrade) |  |  |  |  | 6996803.2191 |  |  | 938984.7903
1.1.7.1 | 3G 3cc 2nd Carrier: Existing 3HScc SW Features |  |  |  |  | 2915880.5362 | 85.6 |  | 419886.7972
1.1.7.1.1 | 21 Mbps SW features, per 3HScc (TPCM only) |  |  | 230 | 2292.1177 | 527187.0623 | 85.6 | 330.0649 | 75914.937
1.1.7.1.1.1 | FAJ1211328 R1, Enhanced Layer2, 3HScc |  |  | 1 | 509.3595 | 117152.6805 | 85.6 | 73.3478 | 16869.986 | Yes | PRA
1.1.7.1.1.2 | FAJ1211331 R1, HSDPA 64 QAM, 3HScc |  |  | 1 | 1782.7582 | 410034.3818 | 85.6 | 256.7172 | 59044.951 | Yes | PRA
1.1.7.1.2 | FAJ1211106 R1, IF/IRAT mobility on HSPA p.3HScc |  |  | 230 | 303.0689 | 69705.8449 | 85.6 | 43.6419 | 10037.6417
1.1.7.1.2.1 | FAJ1211106 R1, IF/IRAT mobility on HSPA, 3HScc |  |  | 1 | 303.0689 | 69705.8449 | 85.6 | 43.6419 | 10037.6417 | Yes | PRA
1.1.7.1.3 | HSDPA up to 32 users per cell, 3HScc (TPCM only) |  |  | 230 | 1069.6549 | 246020.6291 | 85.6 | 154.0303 | 35426.9706
1.1.7.1.3.1 | FAJ1210398 R1, HSDPA up to 32 users, 3HScc |  |  | 1 | 1069.6549 | 246020.6291 | 85.6 | 154.0303 | 35426.9706 | Yes | PRA
1.1.7.1.4 | Node B SW features, per 3 HScc (TPCM only) |  |  | 230 | 9012.9 | 2072967 | 85.6 | 1297.8576 | 298507.248
1.1.7.1.4.1 | Node B SW features, per 3 HScc |  |  | 1 | 9012.9 | 2072967 | 85.6 | 1297.8576 | 298507.248 | Yes
1.1.7.2 | 3G 3cc 3rd Carrier: HS on 3rd Carrier |  |  |  |  | 2563240.2685 | 88 |  | 307588.8322
1.1.7.2.1 | 21 Mbps SW features, per 3HScc (TPCM only) |  |  | 197 | 2292.1177 | 451547.1794 | 88 | 275.0541 | 54185.6615
1.1.7.2.1.1 | FAJ1211328 R1, Enhanced Layer2, 3HScc |  |  | 1 | 509.3595 | 100343.8176 | 88 | 61.1231 | 12041.2581 | Yes | PRA
1.1.7.2.1.2 | FAJ1211331 R1, HSDPA 64 QAM, 3HScc |  |  | 1 | 1782.7582 | 351203.3618 | 88 | 213.931 | 42144.4034 | Yes | PRA
1.1.7.2.2 | FAJ1211106 R1, IF/IRAT mobility on HSPA p.3HScc |  |  | 197 | 303.0689 | 59704.5715 | 88 | 36.3683 | 7164.5486
1.1.7.2.2.1 | FAJ1211106 R1, IF/IRAT mobility on HSPA, 3HScc |  |  | 1 | 303.0689 | 59704.5715 | 88 | 36.3683 | 7164.5486 | Yes | PRA
1.1.7.2.3 | FAJ1211467, HSDPA Inter frequency Load Sharing p.3HScc |  |  | 197 | 333.6305 | 65725.2006 | 88 | 40.0357 | 7887.0241
1.1.7.2.3.1 | FAJ1211467 R1, HSDPA Inter freq load sharing, 3HScc |  |  | 1 | 333.6305 | 65725.2006 | 88 | 40.0357 | 7887.0241 | Yes | PRA
1.1.7.2.4 | HSDPA up to 32 users per cell, 3HScc (TPCM only) |  |  | 197 | 1069.6549 | 210722.0171 | 88 | 128.3586 | 25286.642
1.1.7.2.4.1 | FAJ1210398 R1, HSDPA up to 32 users, 3HScc |  |  | 1 | 1069.6549 | 210722.0171 | 88 | 128.3586 | 25286.642 | Yes | PRA
1.1.7.2.5 | Node B SW features, per 3 HScc (TPCM only) |  |  | 197 | 9012.9 | 1775541.3 | 88 | 1081.548 | 213064.956
1.1.7.2.5.1 | Node B SW features, per 3 HScc |  |  | 1 | 9012.9 | 1775541.3 | 88 | 1081.548 | 213064.956 | Yes
1.1.7.3 | 3G 3cc 1st Carrier: For HSDPA IFLS |  |  |  |  | 162811.6643 | 76 |  | 39074.7994
1.1.7.3.1 | FAJ1211467, HSDPA Inter frequency Load Sharing p.3HScc |  |  | 488 | 333.6305 | 162811.6643 | 76 | 80.0713 | 39074.7994
1.1.7.3.1.1 | FAJ1211467 R1, HSDPA Inter freq load sharing, 3HScc |  |  | 1 | 333.6305 | 162811.6643 | 76 | 80.0713 | 39074.7994 | Yes | PRA
1.1.7.4 | 3G 3cc 2nd Carrier: For HSDPA IFLS |  |  |  |  | 77735.8971 | 85.6 |  | 11193.9692
1.1.7.4.1 | FAJ1211467, HSDPA Inter frequency Load Sharing p.3HScc |  |  | 233 | 333.6305 | 77735.8971 | 85.6 | 48.0428 | 11193.9692
1.1.7.4.1.1 | FAJ1211467 R1, HSDPA Inter freq load sharing, 3HScc |  |  | 1 | 333.6305 | 77735.8971 | 85.6 | 48.0428 | 11193.9692 | Yes | PRA
1.1.7.5 | 3G 3cc 2nd Carrier: EUL |  |  |  |  | 304596.9693 | 85.6 |  | 43861.9636
1.1.7.5.1 | FAJ1211112 R1 EUL Scheduler support for 6 cell carriers p.Node |  |  | 230 | 1324.3346 | 304596.9693 | 85.6 | 190.7042 | 43861.9636
1.1.7.5.1.1 | FAJ1211112 R1, EUL Scheduler support for 6 cell carriers, Node |  |  | 1 | 1324.3346 | 304596.9693 | 85.6 | 190.7042 | 43861.9636 | Yes | PRA
1.1.7.6 | 3G 3cc 3rd Carrier: EUL |  |  |  |  | 911567.5538 | 88 |  | 109388.1065
1.1.7.6.1 | FAJ1211518 R1, EUL for large RBS configurations p.Node |  |  | 521 | 1749.6498 | 911567.5538 | 88 | 209.958 | 109388.1065
1.1.7.6.1.1 | FAJ1211518 R1, EUL for large RBS configurations, Node |  |  | 1 | 1749.6498 | 911567.5538 | 88 | 209.958 | 109388.1065 | Yes | PRA
1.1.7.7 | 3G 3cc 2nd Carrier: 64 HS Users |  |  |  |  | 28078.4414 | 85.6 |  | 4043.2956
1.1.7.7.1 | FAJ1210461 R1, HSDPA up to 64 users p.3HScc |  |  | 35 | 802.2412 | 28078.4414 | 85.6 | 115.5227 | 4043.2956
1.1.7.7.1.1 | FAJ1210461 R1, HSDPA up to 64 users, 3HScc |  |  | 1 | 802.2412 | 28078.4414 | 85.6 | 115.5227 | 4043.2956 | Yes | PRA
1.1.7.8 | 3G 3cc 3rd Carrier: 64 HS Users |  |  |  |  | 32891.8885 | 88 |  | 3947.0266
1.1.7.8.1 | FAJ1210461 R1, HSDPA up to 64 users p.3HScc |  |  | 41 | 802.2412 | 32891.8885 | 88 | 96.2689 | 3947.0266
1.1.7.8.1.1 | FAJ1210461 R1, HSDPA up to 64 users, 3HScc |  |  | 1 | 802.2412 | 32891.8885 | 88 | 96.2689 | 3947.0266 | Yes | PRA
1.1.8 | 01 Hardware (Mod) |  |  |  |  | 11632340.6259 |  |  | 5234553.2816
1.1.8.1 | 3G 3G Batteries |  |  |  |  | 1101062.73 | 55 |  | 495478.2285
1.1.8.1.1 | Battery set, 48V/100 Ah (NSB) for BBS 6201 (1 piece) |  |  | 21 | 1419 | 29799 | 55 | 638.55 | 13409.55
1.1.8.1.1.1 | Battery set, 48V/100 Ah (NSB) |  |  | 1 | 1419 | 29799 | 55 | 638.55 | 13409.55 | Yes | PRA
1.1.8.1.2 | Battery set, 48V/100 Ah,incl.cable set for RBS 6102 (1 piece) |  |  | 164 | 5209 | 854276 | 55 | 2344.05 | 384424.2
1.1.8.1.2.1 | Battery set, 48V/100 Ah,incl.cable set for RBS 6102 |  |  | 1 | 5209 | 854276 | 55 | 2344.05 | 384424.2 | Yes | PRA
1.1.8.1.3 | BBS6201-No Batt. |  |  | 21 | 1300.84 | 27317.64 | 55 | 585.378 | 12292.938
1.1.8.1.3.1 | RBS 6201 interface |  |  | 1 | 290.63 | 6103.23 | 55 | 130.7835 | 2746.4535 | Yes | PRA
1.1.8.1.3.2 | RBS DC cable, 20 m (< 2x10m), 50 mm2 |  |  | 1 | 297 | 6237 | 55 | 133.65 | 2806.65 | Yes | PRA
1.1.8.1.3.3 | Battery set, 48V/100 Ah (NSB) |  |  | 0 | 1419 | 0 | 55 | 638.55 | 0 | Yes | PRA
1.1.8.1.3.4 | Compact rack with PCU-DC |  |  | 1 | 713.21 | 14977.41 | 55 | 320.9445 | 6739.8345 | Yes | PRA
1.1.8.1.4 | BBU6101 (170Ah) (No Batteries) |  |  | 13 | 5811.78 | 75553.14 | 55 | 2615.301 | 33998.913
1.1.8.1.4.1 | Standard Door Lock/Key |  |  | 1 | 121.31 | 1577.03 | 55 | 54.5895 | 709.6635 | Yes | PRA
1.1.8.1.4.2 | BBU 6101 with Active Cooling |  |  | 1 | 5658.47 | 73560.11 | 55 | 2546.3115 | 33102.0495 | Yes | PRA
1.1.8.1.4.3 | Outdoor Battery Accessory Kit |  |  | 1 | 32 | 416 | 55 | 14.4 | 187.2 | Yes | PRA
1.1.8.1.5 | NSB Std Battery Set, 48V/170Ah For BBU6101 (1 Set) |  |  | 13 | 2153.15 | 27990.95 | 55 | 968.9175 | 12595.9275
1.1.8.1.5.1 | Battery Set, 48V/170 Ah (NSB Std) |  |  | 1 | 2153.15 | 27990.95 | 55 | 968.9175 | 12595.9275 | Yes | PRA
1.1.8.1.6 | NSB Std Battery Set, 48V/170Ah For SSC-02 (1 Set) |  |  | 40 | 2153.15 | 86126 | 55 | 968.9175 | 38756.7
1.1.8.1.6.1 | Battery Set, 48V/170 Ah (NSB Std) |  |  | 1 | 2153.15 | 86126 | 55 | 968.9175 | 38756.7 | Yes | PRA
1.1.8.2 | 3G Change-out RBS6101 1x2 30Wpcc 1xDUW20(15HS codes) (Stand-Alone) |  |  |  |  | 362315.5482 | 55 |  | 163041.9967
1.1.8.2.1 | DUW BB HW Activation Fee CE DL p.16CE |  |  | 42 | 214.5295 | 9010.2381 | 55 | 96.5383 | 4054.6072
1.1.8.2.1.1 | WCDMA CE DL HWAC (per 16CE) |  |  | 1 | 214.5295 | 9010.2381 | 55 | 96.5383 | 4054.6072 | Yes | PRA
1.1.8.2.2 | DUW BB HW Activation Fee CE UL p.16CE |  |  | 106 | 214.5295 | 22740.1248 | 55 | 96.5383 | 10233.0562
1.1.8.2.2.1 | WCDMA CE UL HWAC (per 16CE) |  |  | 1 | 214.5295 | 22740.1248 | 55 | 96.5383 | 10233.0562 | Yes | PRA
1.1.8.2.3 | RBS6101 WCDMA 1x2 30Wpcc_DUW20(0UL/0DL/15Code)_Rev A |  |  | 13 | 25428.0912 | 330565.1853 | 55 | 11442.641 | 148754.3334
1.1.8.2.3.1 | RBS 6101 Cabinet, 230 VAC (no RU, no PSU incl.) |  |  | 1 | 6097.033 | 79261.4288 | 55 | 2743.6648 | 35667.6429 | Yes | PRA
1.1.8.2.3.2 | SFP 1000BASE-LX40 DUAL RATE 1.25 40km for DUx |  |  | 1 | 537.6417 | 6989.3417 | 55 | 241.9387 | 3145.2037 | Yes | PRA
1.1.8.2.3.3 | PSU 230VAC: Power Supply Unit, 230 VAC |  |  | 2 | 313.7654 | 8157.9014 | 55 | 141.1944 | 3671.0556 | Yes | PRA
1.1.8.2.3.4 | Output Power HWAC 20W->40W (per RU) |  |  | 1 | 967.9358 | 12583.1657 | 55 | 435.5711 | 5662.4246 | Yes | PRA
1.1.8.2.3.5 | Output Power HWAC 40W->60W (per RU) |  |  | 1 | 967.9358 | 12583.1657 | 55 | 435.5711 | 5662.4246 | Yes | PRA
1.1.8.2.3.6 | WCDMA Cell Carrier HWAC |  |  | 2 | 862.8677 | 22434.56 | 55 | 388.2905 | 10095.552 | Yes | PRA
1.1.8.2.3.7 | Single WCDMA Radio Unit RUW 01 B1 (2100 MHz) 20W HW Activation incl. |  |  | 1 | 2064.001 | 26832.0132 | 55 | 928.8005 | 12074.406 | Yes | PRA
1.1.8.2.3.8 | Digital Unit DUW 20 Basic HW Module (excl.HWA, SFP) |  |  | 1 | 7211.7153 | 93752.2985 | 55 | 3245.2719 | 42188.5343 | Yes | PRA
1.1.8.2.3.9 | WCDMA CE DL HWAC (per 16CE) |  |  | 0 | 214.5295 | 0 | 55 | 96.5383 | 0 | Yes | PRA
1.1.8.2.3.10 | WCDMA CE UL HWAC (per 16CE) |  |  | 0 | 214.5295 | 0 | 55 | 96.5383 | 0 | Yes | PRA
1.1.8.2.3.11 | WCDMA HS Codes HWAC (per 5HS-Codes) |  |  | 3 | 256.7299 | 10012.4666 | 55 | 115.5285 | 4505.61 | Yes | PRA
1.1.8.2.3.12 | DUW Optional IP Optical Interface HWAC |  |  | 1 | 997.3004 | 12964.9051 | 55 | 448.7852 | 5834.2073 | Yes | PRA
1.1.8.2.3.13 | Prepared for external battery back-up |  |  | 1 | 938.1638 | 12196.1289 | 55 | 422.1737 | 5488.258 | Yes | PRA
1.1.8.2.3.14 | BFU, Battery Fuse Unit |  |  | 1 | 594.8555 | 7733.1211 | 55 | 267.685 | 3479.9045 | Yes | PRA
1.1.8.2.3.15 | SAU Support Alarm Unit |  |  | 1 | 275.4361 | 3580.6698 | 55 | 123.9463 | 1611.3014 | Yes | PRA
1.1.8.2.3.16 | Service Outlet |  |  | 1 | 78.1867 | 1016.4268 | 55 | 35.184 | 457.3921 | Yes | PRA
1.1.8.2.3.17 | Smoke Detector kit |  |  | 1 | 823.9017 | 10710.722 | 55 | 370.7558 | 4819.8249 | Yes | PRA
1.1.8.2.3.18 | External Alarm OVP (8 ports) |  |  | 1 | 270.6227 | 3518.095 | 55 | 121.7802 | 1583.1427 | Yes | PRA
1.1.8.2.3.19 | Site LAN connection |  |  | 1 | 60.1426 | 781.8541 | 55 | 27.0642 | 351.8343 | Yes | PRA
1.1.8.2.3.20 | Door Handle |  |  | 0 | 119.0755 | 0 | 55 | 53.584 | 0 | Yes | PRA
1.1.8.2.3.21 | Door Lock + key type (Customer Specific) |  |  | 1 | 212.8868 | 2767.5283 | 55 | 95.7991 | 1245.3878 | Yes | PRA
1.1.8.2.3.22 | Service Light |  |  | 1 | 206.8764 | 2689.3926 | 55 | 93.0944 | 1210.2267 | Yes | PRA
1.1.8.3 | 3G Change-out RBS6102 1x2 30Wpcc 1xDUW20(15HS codes) (Stand-Alone) |  |  |  |  | 539067.5538 | 55 |  | 242580.3992
1.1.8.3.1 | DUW BB HW Activation Fee CE DL p.16CE |  |  | 64 | 214.5295 | 13729.8867 | 55 | 96.5383 | 6178.449
1.1.8.3.1.1 | WCDMA CE DL HWAC (per 16CE) |  |  | 1 | 214.5295 | 13729.8867 | 55 | 96.5383 | 6178.449 | Yes | PRA
1.1.8.3.2 | DUW BB HW Activation Fee CE UL p.16CE |  |  | 171 | 214.5295 | 36684.5409 | 55 | 96.5383 | 16508.0434
1.1.8.3.2.1 | WCDMA CE UL HWAC (per 16CE) |  |  | 1 | 214.5295 | 36684.5409 | 55 | 96.5383 | 16508.0434 | Yes | PRA
1.1.8.3.3 | RBS6102 WCDMA 1x2 30Wpcc_DUW20(0UL/0DL/15Code)_Rev A |  |  | 18 | 27147.3959 | 488653.1262 | 55 | 12216.3282 | 219893.9068
1.1.8.3.3.1 | Additional PDU (Power Distribution Unit) for additional RU a |  |  | 1 | 491.9394 | 8854.909 | 55 | 221.3727 | 3984.709 | Yes | PRA
1.1.8.3.3.2 | Prepared for internal battery back-up one shelf |  |  | 1 | 926.1429 | 16670.5718 | 55 | 416.7643 | 7501.7573 | Yes | PRA
1.1.8.3.3.3 | SFP 1000BASE-LX40 DUAL RATE 1.25 40km for DUx |  |  | 1 | 537.6417 | 9677.55 | 55 | 241.9387 | 4354.8975 | Yes | PRA
1.1.8.3.3.4 | PSU 230VAC: Power Supply Unit, 230 VAC |  |  | 3 | 313.7654 | 16943.3338 | 55 | 141.1944 | 7624.5002 | Yes | PRA
1.1.8.3.3.5 | RBS 6102 Cabinet for up to 6 RU, 230 VAC (no RU, no PSU incl.) |  |  | 1 | 5940.163 | 106922.9339 | 55 | 2673.0733 | 48115.3203 | Yes | PRA
1.1.8.3.3.6 | Output Power HWAC 20W->40W (per RU) |  |  | 1 | 967.9358 | 17422.8448 | 55 | 435.5711 | 7840.2801 | Yes | PRA
1.1.8.3.3.7 | Output Power HWAC 40W->60W (per RU) |  |  | 1 | 967.9358 | 17422.8448 | 55 | 435.5711 | 7840.2801 | Yes | PRA
1.1.8.3.3.8 | WCDMA Cell Carrier HWAC |  |  | 2 | 862.8677 | 31063.237 | 55 | 388.2905 | 13978.4566 | Yes | PRA
1.1.8.3.3.9 | Single WCDMA Radio Unit RUW 01 B1 (2100 MHz) 20W HW Activation incl. |  |  | 1 | 2064.001 | 37152.0183 | 55 | 928.8005 | 16718.4083 | Yes | PRA
1.1.8.3.3.10 | Digital Unit DUW 20 Basic HW Module (excl.HWA, SFP) |  |  | 1 | 7211.7153 | 129810.8748 | 55 | 3245.2719 | 58414.8937 | Yes | PRA
1.1.8.3.3.11 | WCDMA CE DL HWAC (per 16CE) |  |  | 0 | 214.5295 | 0 | 55 | 96.5383 | 0 | Yes | PRA
1.1.8.3.3.12 | WCDMA CE UL HWAC (per 16CE) |  |  | 0 | 214.5295 | 0 | 55 | 96.5383 | 0 | Yes | PRA
1.1.8.3.3.13 | WCDMA HS Codes HWAC (per 5HS-Codes) |  |  | 3 | 256.7299 | 13863.4153 | 55 | 115.5285 | 6238.5369 | Yes | PRA
1.1.8.3.3.14 | DUW Optional IP Optical Interface HWAC |  |  | 1 | 997.3004 | 17951.4071 | 55 | 448.7852 | 8078.1332 | Yes | PRA
1.1.8.3.3.15 | Prepared for internal battery back-up two shelves |  |  | 0 | 1527.5309 | 0 | 55 | 687.3889 | 0 | Yes | PRA
1.1.8.3.3.16 | BFU, Battery Fuse Unit |  |  | 1 | 594.8555 | 10707.3984 | 55 | 267.685 | 4818.3293 | Yes | PRA
1.1.8.3.3.17 | Battery set, 48V/100 Ah,incl.cable set for RBS 6102 |  |  | 0 | 5209 | 0 | 55 | 2344.05 | 0 | Yes | PRA
1.1.8.3.3.18 | SAU Support Alarm Unit |  |  | 1 | 275.4361 | 4957.8505 | 55 | 123.9463 | 2231.0327 | Yes | PRA
1.1.8.3.3.19 | Service Outlet |  |  | 1 | 78.1867 | 1407.3602 | 55 | 35.184 | 633.3121 | Yes | PRA
1.1.8.3.3.20 | Smoke Detector kit |  |  | 1 | 823.9017 | 14830.2305 | 55 | 370.7558 | 6673.6037 | Yes | PRA
1.1.8.3.3.21 | External Alarm OVP (8 ports) |  |  | 1 | 270.6227 | 4871.2085 | 55 | 121.7802 | 2192.0438 | Yes | PRA
1.1.8.3.3.22 | Door Handle |  |  | 0 | 119.0755 | 0 | 55 | 53.584 | 0 | Yes | PRA
1.1.8.3.3.23 | Lifting Eyes |  |  | 0 | 56.5262 | 0 | 55 | 25.4368 | 0 | Yes | PRA
1.1.8.3.3.24 | Door Lock + key type (Customer Specific) |  |  | 1 | 212.8868 | 3831.9623 | 55 | 95.7991 | 1724.383 | Yes | PRA
1.1.8.3.3.25 | Service Light |  |  | 1 | 206.8764 | 3723.7744 | 55 | 93.0944 | 1675.6985 | Yes | PRA
1.1.8.3.3.26 | Adaptor Frame 6102 |  |  | 1 | 1142.6334 | 20567.401 | 55 | 514.185 | 9255.3304 | Yes | PRA
1.1.8.4 | 3G Change-out RBS6102 2x2 30Wpcc 1xDUW30(30HS codes) (Stand-Alone) |  |  |  |  | 1163369.2474 | 55 |  | 523516.1613
1.1.8.4.1 | DUW BB HW Activation Fee CE DL p.16CE |  |  | 141 | 214.5295 | 30248.6566 | 55 | 96.5383 | 13611.8955
1.1.8.4.1.1 | WCDMA CE DL HWAC (per 16CE) |  |  | 1 | 214.5295 | 30248.6566 | 55 | 96.5383 | 13611.8955 | Yes | PRA
1.1.8.4.2 | DUW BB HW Activation Fee CE UL p.16CE |  |  | 412 | 214.5295 | 88386.1454 | 55 | 96.5383 | 39773.7654
1.1.8.4.2.1 | WCDMA CE UL HWAC (per 16CE) |  |  | 1 | 214.5295 | 88386.1454 | 55 | 96.5383 | 39773.7654 | Yes | PRA
1.1.8.4.3 | RBS6102 WCDMA 2x2 30Wpcc_DUW30(0UL/0DL/30Code)_Rev A |  |  | 28 | 37311.9445 | 1044734.4454 | 55 | 16790.375 | 470130.5004
1.1.8.4.3.1 | Digital Unit DUW 30 Basic HW Module (excl.HWA, SFP) |  |  | 1 | 10880.4661 | 304653.0498 | 55 | 4896.2097 | 137093.8724 | Yes | PRA
1.1.8.4.3.2 | Additional PDU (Power Distribution Unit) for additional RU a |  |  | 1 | 491.9394 | 13774.3028 | 55 | 221.3727 | 6198.4363 | Yes | PRA
1.1.8.4.3.3 | Prepared for internal battery back-up one shelf |  |  | 1 | 926.1429 | 25932.0005 | 55 | 416.7643 | 11669.4002 | Yes | PRA
1.1.8.4.3.4 | SFP 1000BASE-LX40 DUAL RATE 1.25 40km for DUx |  |  | 1 | 537.6417 | 15053.9666 | 55 | 241.9387 | 6774.285 | Yes | PRA
1.1.8.4.3.5 | PSU 230VAC: Power Supply Unit, 230 VAC |  |  | 3 | 313.7654 | 26356.297 | 55 | 141.1944 | 11860.3336 | Yes | PRA
1.1.8.4.3.6 | RBS 6102 Cabinet for up to 6 RU, 230 VAC (no RU, no PSU incl.) |  |  | 1 | 5940.163 | 166324.5639 | 55 | 2673.0733 | 74846.0537 | Yes | PRA
1.1.8.4.3.7 | Output Power HWAC 20W->40W (per RU) |  |  | 2 | 967.9358 | 54204.406 | 55 | 435.5711 | 24391.9827 | Yes | PRA
1.1.8.4.3.8 | Output Power HWAC 40W->60W (per RU) |  |  | 2 | 967.9358 | 54204.406 | 55 | 435.5711 | 24391.9827 | Yes | PRA
1.1.8.4.3.9 | WCDMA Cell Carrier HWAC |  |  | 4 | 862.8677 | 96641.1817 | 55 | 388.2905 | 43488.5318 | Yes | PRA
1.1.8.4.3.10 | Single WCDMA Radio Unit RUW 01 B1 (2100 MHz) 20W HW Activation incl. |  |  | 2 | 2064.001 | 115584.057 | 55 | 928.8005 | 52012.8257 | Yes | PRA
1.1.8.4.3.11 | WCDMA CE DL HWAC (per 16CE) |  |  | 0 | 214.5295 | 0 | 55 | 96.5383 | 0 | Yes | PRA
1.1.8.4.3.12 | WCDMA CE UL HWAC (per 16CE) |  |  | 0 | 214.5295 | 0 | 55 | 96.5383 | 0 | Yes | PRA
1.1.8.4.3.13 | WCDMA HS Codes HWAC (per 5HS-Codes) |  |  | 6 | 256.7299 | 43130.6252 | 55 | 115.5285 | 19408.7814 | Yes | PRA
1.1.8.4.3.14 | DUW Optional IP Optical Interface HWAC |  |  | 1 | 997.3004 | 27924.4111 | 55 | 448.7852 | 12565.985 | Yes | PRA
1.1.8.4.3.15 | Prepared for internal battery back-up two shelves |  |  | 0 | 1527.5309 | 0 | 55 | 687.3889 | 0 | Yes | PRA
1.1.8.4.3.16 | BFU, Battery Fuse Unit |  |  | 1 | 594.8555 | 16655.9531 | 55 | 267.685 | 7495.1789 | Yes | PRA
1.1.8.4.3.17 | Battery set, 48V/100 Ah,incl.cable set for RBS 6102 |  |  | 0 | 5209 | 0 | 55 | 2344.05 | 0 | Yes | PRA
1.1.8.4.3.18 | SAU Support Alarm Unit |  |  | 1 | 275.4361 | 7712.2119 | 55 | 123.9463 | 3470.4954 | Yes | PRA
1.1.8.4.3.19 | Service Outlet |  |  | 1 | 78.1867 | 2189.227 | 55 | 35.184 | 985.1522 | Yes | PRA
1.1.8.4.3.20 | Smoke Detector kit |  |  | 1 | 823.9017 | 23069.2474 | 55 | 370.7558 | 10381.1613 | Yes | PRA
1.1.8.4.3.21 | External Alarm OVP (8 ports) |  |  | 1 | 270.6227 | 7577.4354 | 55 | 121.7802 | 3409.8459 | Yes | PRA
1.1.8.4.3.22 | Door Handle |  |  | 0 | 119.0755 | 0 | 55 | 53.584 | 0 | Yes | PRA
1.1.8.4.3.23 | Lifting Eyes |  |  | 0 | 56.5262 | 0 | 55 | 25.4368 | 0 | Yes | PRA
1.1.8.4.3.24 | Door Lock + key type (Customer Specific) |  |  | 1 | 212.8868 | 5960.8303 | 55 | 95.7991 | 2682.3736 | Yes | PRA
1.1.8.4.3.25 | Service Light |  |  | 1 | 206.8764 | 5792.5379 | 55 | 93.0944 | 2606.642 | Yes | PRA
1.1.8.4.3.26 | Adaptor Frame 6102 |  |  | 1 | 1142.6334 | 31993.7349 | 55 | 514.185 | 14397.1807 | Yes | PRA
1.1.8.5 | 3G Change-out RBS6102 3x2 30Wpcc 1xDUW30(45HS codes) (Stand-Alone) |  |  |  |  | 5504448.1854 | 55 |  | 2477001.6834
1.1.8.5.1 | DUW BB HW Activation Fee CE DL p.16CE |  |  | 668 | 214.5295 | 143305.6921 | 55 | 96.5383 | 64487.5614
1.1.8.5.1.1 | WCDMA CE DL HWAC (per 16CE) |  |  | 1 | 214.5295 | 143305.6921 | 55 | 96.5383 | 64487.5614 | Yes | PRA
1.1.8.5.2 | DUW BB HW Activation Fee CE UL p.16CE |  |  | 2060 | 214.5295 | 441930.7271 | 55 | 96.5383 | 198868.8272
1.1.8.5.2.1 | WCDMA CE UL HWAC (per 16CE) |  |  | 1 | 214.5295 | 441930.7271 | 55 | 96.5383 | 198868.8272 | Yes | PRA
1.1.8.5.3 | RBS6102 WCDMA 3x2 30Wpcc_DUW30(0UL/0DL/45Code)_Rev A |  |  | 115 | 42775.7545 | 4919211.7662 | 55 | 19249.0895 | 2213645.2948
1.1.8.5.3.1 | Digital Unit DUW 30 Basic HW Module (excl.HWA, SFP) |  |  | 1 | 10880.4661 | 1251253.5974 | 55 | 4896.2097 | 563064.1188 | Yes | PRA
1.1.8.5.3.2 | Additional PDU (Power Distribution Unit) for additional RU a |  |  | 1 | 491.9394 | 56573.0294 | 55 | 221.3727 | 25457.8632 | Yes | PRA
1.1.8.5.3.3 | Prepared for internal battery back-up one shelf |  |  | 1 | 926.1429 | 106506.4307 | 55 | 416.7643 | 47927.8938 | Yes | PRA
1.1.8.5.3.4 | SFP 1000BASE-LX40 DUAL RATE 1.25 40km for DUx |  |  | 1 | 537.6417 | 61828.7915 | 55 | 241.9387 | 27822.9562 | Yes | PRA
1.1.8.5.3.5 | PSU 230VAC: Power Supply Unit, 230 VAC |  |  | 3 | 313.7654 | 108249.0768 | 55 | 141.1944 | 48712.0846 | Yes | PRA
1.1.8.5.3.6 | RBS 6102 Cabinet for up to 6 RU, 230 VAC (no RU, no PSU incl.) |  |  | 1 | 5940.163 | 683118.7444 | 55 | 2673.0733 | 307403.435 | Yes | PRA
1.1.8.5.3.7 | Output Power HWAC 20W->40W (per RU) |  |  | 3 | 967.9358 | 333937.8581 | 55 | 435.5711 | 150272.0362 | Yes | PRA
1.1.8.5.3.8 | Output Power HWAC 40W->60W (per RU) |  |  | 3 | 967.9358 | 333937.8581 | 55 | 435.5711 | 150272.0362 | Yes | PRA
1.1.8.5.3.9 | WCDMA Cell Carrier HWAC |  |  | 6 | 862.8677 | 595378.7088 | 55 | 388.2905 | 267920.4189 | Yes | PRA
1.1.8.5.3.10 | WCDMA CE DL HWAC (per 16CE) |  |  | 0 | 214.5295 | 0 | 55 | 96.5383 | 0 | Yes | PRA
1.1.8.5.3.11 | WCDMA CE UL HWAC (per 16CE) |  |  | 0 | 214.5295 | 0 | 55 | 96.5383 | 0 | Yes | PRA
1.1.8.5.3.12 | WCDMA HS Codes HWAC (per 5HS-Codes) |  |  | 9 | 256.7299 | 265715.4591 | 55 | 115.5285 | 119571.9566 | Yes | PRA
1.1.8.5.3.13 | DUW Optional IP Optical Interface HWAC |  |  | 1 | 997.3004 | 114689.5454 | 55 | 448.7852 | 51610.2954 | Yes | PRA
1.1.8.5.3.14 | Prepared for internal battery back-up two shelves |  |  | 0 | 1527.5309 | 0 | 55 | 687.3889 | 0 | Yes | PRA
1.1.8.5.3.15 | BFU, Battery Fuse Unit |  |  | 1 | 594.8555 | 68408.379 | 55 | 267.685 | 30783.7705 | Yes | PRA
1.1.8.5.3.16 | Battery set, 48V/100 Ah,incl.cable set for RBS 6102 |  |  | 0 | 5209 | 0 | 55 | 2344.05 | 0 | Yes | PRA
1.1.8.5.3.17 | SAU Support Alarm Unit |  |  | 1 | 275.4361 | 31675.156 | 55 | 123.9463 | 14253.8202 | Yes | PRA
1.1.8.5.3.18 | Service Outlet |  |  | 1 | 78.1867 | 8991.4682 | 55 | 35.184 | 4046.1607 | Yes | PRA
1.1.8.5.3.19 | Smoke Detector kit |  |  | 1 | 823.9017 | 94748.6948 | 55 | 370.7558 | 42636.9126 | Yes | PRA
1.1.8.5.3.20 | External Alarm OVP (8 ports) |  |  | 1 | 270.6227 | 31121.6096 | 55 | 121.7802 | 14004.7243 | Yes | PRA
1.1.8.5.3.21 | Door Handle |  |  | 0 | 119.0755 | 0 | 55 | 53.584 | 0 | Yes | PRA
1.1.8.5.3.22 | Lifting Eyes |  |  | 0 | 56.5262 | 0 | 55 | 25.4368 | 0 | Yes | PRA
1.1.8.5.3.23 | Door Lock + key type (Customer Specific) |  |  | 1 | 212.8868 | 24481.9814 | 55 | 95.7991 | 11016.8916 | Yes | PRA
1.1.8.5.3.24 | Service Light |  |  | 1 | 206.8764 | 23790.7806 | 55 | 93.0944 | 10705.8513 | Yes | PRA
1.1.8.5.3.25 | 3-pack WCDMA Radio Unit RUW 01B1 (2100 MHz) 20W HW Activation incl. |  |  | 1 | 5160.0153 | 593401.7573 | 55 | 2322.0069 | 267030.7908 | Yes | PRA
1.1.8.5.3.26 | Adaptor Frame 6102 |  |  | 1 | 1142.6334 | 131402.8397 | 55 | 514.185 | 59131.2779 | Yes | PRA
1.1.8.6 | 3G Change-out RBS6201 1x2 30Wpcc 1xDUW20(15HS codes) (Stand-Alone) |  |  |  |  | 69100.2037 | 55 |  | 31095.0917
1.1.8.6.1 | DUW BB HW Activation Fee CE DL p.16CE |  |  | 13 | 214.5295 | 2788.8832 | 55 | 96.5383 | 1254.9975
1.1.8.6.1.1 | WCDMA CE DL HWAC (per 16CE) |  |  | 1 | 214.5295 | 2788.8832 | 55 | 96.5383 | 1254.9975 | Yes | PRA
1.1.8.6.2 | DUW BB HW Activation Fee CE UL p.16CE |  |  | 32 | 214.5295 | 6864.9433 | 55 | 96.5383 | 3089.2245
1.1.8.6.2.1 | WCDMA CE UL HWAC (per 16CE) |  |  | 1 | 214.5295 | 6864.9433 | 55 | 96.5383 | 3089.2245 | Yes | PRA
1.1.8.6.3 | RBS6201 WCDMA 1x2 30Wpcc_DUW20(0UL/0DL/15Code)_Rev A |  |  | 3 | 19815.4591 | 59446.3772 | 55 | 8916.9566 | 26750.8697
1.1.8.6.3.1 | Digital Unit DUW 30 Basic HW Module (excl.HWA, SFP) |  |  | 0 | 10880.4661 | 0 | 55 | 4896.2097 | 0 | Yes | PRA
1.1.8.6.3.2 | RBS 6201 Cabinet for up to 6 RU, 230 VAC (no RU, no PSU incl.) |  |  | 1 | 2631.3511 | 7894.0532 | 55 | 1184.108 | 3552.324 | Yes | PRA
1.1.8.6.3.3 | Additional PDU (Power Distribution Unit) for additional RU a |  |  | 1 | 491.9394 | 1475.8182 | 55 | 221.3727 | 664.1182 | Yes | PRA
1.1.8.6.3.4 | Fastening Screws for concrete (BF or cabinet) |  |  | 0 | 36.0881 | 0 | 55 | 16.2397 | 0 | Yes | PRA
1.1.8.6.3.5 | SFP 1000BASE-LX40 DUAL RATE 1.25 40km for DUx |  |  | 1 | 537.6417 | 1612.925 | 55 | 241.9387 | 725.8162 | Yes | PRA
1.1.8.6.3.6 | PSU 230VAC: Power Supply Unit, 230 VAC |  |  | 2 | 313.7654 | 1882.5926 | 55 | 141.1944 | 847.1667 | Yes | PRA
1.1.8.6.3.7 | Output Power HWAC 20W->40W (per RU) |  |  | 1 | 967.9358 | 2903.8075 | 55 | 435.5711 | 1306.7134 | Yes | PRA
1.1.8.6.3.8 | Output Power HWAC 40W->60W (per RU) |  |  | 1 | 967.9358 | 2903.8075 | 55 | 435.5711 | 1306.7134 | Yes | PRA
1.1.8.6.3.9 | WCDMA Cell Carrier HWAC |  |  | 2 | 862.8677 | 5177.2062 | 55 | 388.2905 | 2329.7428 | Yes | PRA
1.1.8.6.3.10 | Single WCDMA Radio Unit RUW 01 B1 (2100 MHz) 20W HW Activation incl. |  |  | 1 | 2064.001 | 6192.0031 | 55 | 928.8005 | 2786.4014 | Yes | PRA
1.1.8.6.3.11 | Digital Unit DUW 20 Basic HW Module (excl.HWA, SFP) |  |  | 1 | 7211.7153 | 21635.1458 | 55 | 3245.2719 | 9735.8156 | Yes | PRA
1.1.8.6.3.12 | WCDMA CE DL HWAC (per 16CE) |  |  | 0 | 214.5295 | 0 | 55 | 96.5383 | 0 | Yes | PRA
1.1.8.6.3.13 | WCDMA CE UL HWAC (per 16CE) |  |  | 0 | 214.5295 | 0 | 55 | 96.5383 | 0 | Yes | PRA
1.1.8.6.3.14 | WCDMA HS Codes HWAC (per 5HS-Codes) |  |  | 3 | 256.7299 | 2310.5692 | 55 | 115.5285 | 1039.7561 | Yes | PRA
1.1.8.6.3.15 | DUW Optional IP Optical Interface HWAC |  |  | 1 | 997.3004 | 2991.9012 | 55 | 448.7852 | 1346.3555 | Yes | PRA
1.1.8.6.3.16 | BFU, Battery Fuse Unit |  |  | 1 | 594.8555 | 1784.5664 | 55 | 267.685 | 803.0549 | Yes | PRA
1.1.8.6.3.17 | Base Frame 6201 |  |  | 1 | 227.3271 | 681.9814 | 55 | 102.2972 | 306.8916 | Yes | PRA
1.1.8.7 | 3G Change-out RBS6201 2x2 30Wpcc 1xDUW30(30HS codes) (Stand-Alone) |  |  |  |  | 68541.1944 | 55 |  | 30843.5375
1.1.8.7.1 | DUW BB HW Activation Fee CE DL p.16CE |  |  | 10 | 214.5295 | 2145.2948 | 55 | 96.5383 | 965.3827
1.1.8.7.1.1 | WCDMA CE DL HWAC (per 16CE) |  |  | 1 | 214.5295 | 2145.2948 | 55 | 96.5383 | 965.3827 | Yes | PRA
1.1.8.7.2 | DUW BB HW Activation Fee CE UL p.16CE |  |  | 30 | 214.5295 | 6435.8844 | 55 | 96.5383 | 2896.148
1.1.8.7.2.1 | WCDMA CE UL HWAC (per 16CE) |  |  | 1 | 214.5295 | 6435.8844 | 55 | 96.5383 | 2896.148 | Yes | PRA
1.1.8.7.3 | RBS6201 WCDMA 2x2 30Wpcc_DUW30(0UL/0DL/30Code)_Rev A |  |  | 2 | 29980.0076 | 59960.0153 | 55 | 13491.0034 | 26982.0069
1.1.8.7.3.1 | Digital Unit DUW 30 Basic HW Module (excl.HWA, SFP) |  |  | 1 | 10880.4661 | 21760.9321 | 55 | 4896.2097 | 9792.4195 | Yes | PRA
1.1.8.7.3.2 | RBS 6201 Cabinet for up to 6 RU, 230 VAC (no RU, no PSU incl.) |  |  | 1 | 2631.3511 | 5262.7022 | 55 | 1184.108 | 2368.216 | Yes | PRA
1.1.8.7.3.3 | Additional PDU (Power Distribution Unit) for additional RU a |  |  | 1 | 491.9394 | 983.8788 | 55 | 221.3727 | 442.7454 | Yes | PRA
1.1.8.7.3.4 | Fastening Screws for concrete (BF or cabinet) |  |  | 0 | 36.0881 | 0 | 55 | 16.2397 | 0 | Yes | PRA
1.1.8.7.3.5 | SFP 1000BASE-LX40 DUAL RATE 1.25 40km for DUx |  |  | 1 | 537.6417 | 1075.2833 | 55 | 241.9387 | 483.8775 | Yes | PRA
1.1.8.7.3.6 | PSU 230VAC: Power Supply Unit, 230 VAC |  |  | 2 | 313.7654 | 1255.0618 | 55 | 141.1944 | 564.7778 | Yes | PRA
1.1.8.7.3.7 | Output Power HWAC 20W->40W (per RU) |  |  | 2 | 967.9358 | 3871.7433 | 55 | 435.5711 | 1742.2845 | Yes | PRA
1.1.8.7.3.8 | Output Power HWAC 40W->60W (per RU) |  |  | 2 | 967.9358 | 3871.7433 | 55 | 435.5711 | 1742.2845 | Yes | PRA
1.1.8.7.3.9 | WCDMA Cell Carrier HWAC |  |  | 4 | 862.8677 | 6902.9416 | 55 | 388.2905 | 3106.3237 | Yes | PRA
1.1.8.7.3.10 | Single WCDMA Radio Unit RUW 01 B1 (2100 MHz) 20W HW Activation incl. |  |  | 2 | 2064.001 | 8256.0041 | 55 | 928.8005 | 3715.2018 | Yes | PRA
1.1.8.7.3.11 | WCDMA CE DL HWAC (per 16CE) |  |  | 0 | 214.5295 | 0 | 55 | 96.5383 | 0 | Yes | PRA
1.1.8.7.3.12 | WCDMA CE UL HWAC (per 16CE) |  |  | 0 | 214.5295 | 0 | 55 | 96.5383 | 0 | Yes | PRA
1.1.8.7.3.13 | WCDMA HS Codes HWAC (per 5HS-Codes) |  |  | 6 | 256.7299 | 3080.7589 | 55 | 115.5285 | 1386.3415 | Yes | PRA
1.1.8.7.3.14 | DUW Optional IP Optical Interface HWAC |  |  | 1 | 997.3004 | 1994.6008 | 55 | 448.7852 | 897.5704 | Yes | PRA
1.1.8.7.3.15 | BFU, Battery Fuse Unit |  |  | 1 | 594.8555 | 1189.7109 | 55 | 267.685 | 535.3699 | Yes | PRA
1.1.8.7.3.16 | Base Frame 6201 |  |  | 1 | 227.3271 | 454.6543 | 55 | 102.2972 | 204.5944 | Yes | PRA
1.1.8.8 | 3G Change-out RBS6201 3x2 30Wpcc 1xDUW30(45HS codes) (Stand-Alone) |  |  |  |  | 633605.2209 | 55 |  | 285122.3494
1.1.8.8.1 | DUW BB HW Activation Fee CE DL p.16CE |  |  | 75 | 214.5295 | 16089.7109 | 55 | 96.5383 | 7240.3699
1.1.8.8.1.1 | WCDMA CE DL HWAC (per 16CE) |  |  | 1 | 214.5295 | 16089.7109 | 55 | 96.5383 | 7240.3699 | Yes | PRA
1.1.8.8.2 | DUW BB HW Activation Fee CE UL p.16CE |  |  | 235 | 214.5295 | 50414.4276 | 55 | 96.5383 | 22686.4924
1.1.8.8.2.1 | WCDMA CE UL HWAC (per 16CE) |  |  | 1 | 214.5295 | 50414.4276 | 55 | 96.5383 | 22686.4924 | Yes | PRA
1.1.8.8.3 | RBS6201 WCDMA 3x2 30Wpcc_DUW30(0UL/0DL/45Code)_Rev A |  |  | 16 | 35443.8176 | 567101.0824 | 55 | 15949.7179 | 255195.4871
1.1.8.8.3.1 | Digital Unit DUW 30 Basic HW Module (excl.HWA, SFP) |  |  | 1 | 10880.4661 | 174087.457 | 55 | 4896.2097 | 78339.3557 | Yes | PRA
1.1.8.8.3.2 | RBS 6201 Cabinet for up to 6 RU, 230 VAC (no RU, no PSU incl.) |  |  | 1 | 2631.3511 | 42101.6172 | 55 | 1184.108 | 18945.7277 | Yes | PRA
1.1.8.8.3.3 | Additional PDU (Power Distribution Unit) for additional RU a |  |  | 1 | 491.9394 | 7871.0302 | 55 | 221.3727 | 3541.9636 | Yes | PRA
1.1.8.8.3.4 | Fastening Screws for concrete (BF or cabinet) |  |  | 0 | 36.0881 | 0 | 55 | 16.2397 | 0 | Yes | PRA
1.1.8.8.3.5 | SFP 1000BASE-LX40 DUAL RATE 1.25 40km for DUx |  |  | 1 | 537.6417 | 8602.2666 | 55 | 241.9387 | 3871.02 | Yes | PRA
1.1.8.8.3.6 | PSU 230VAC: Power Supply Unit, 230 VAC |  |  | 2 | 313.7654 | 10040.4941 | 55 | 141.1944 | 4518.2223 | Yes | PRA
1.1.8.8.3.7 | Output Power HWAC 20W->40W (per RU) |  |  | 3 | 967.9358 | 46460.9194 | 55 | 435.5711 | 20907.4137 | Yes | PRA
1.1.8.8.3.8 | Output Power HWAC 40W->60W (per RU) |  |  | 3 | 967.9358 | 46460.9194 | 55 | 435.5711 | 20907.4137 | Yes | PRA
1.1.8.8.3.9 | WCDMA Cell Carrier HWAC |  |  | 6 | 862.8677 | 82835.2986 | 55 | 388.2905 | 37275.8844 | Yes | PRA
1.1.8.8.3.10 | WCDMA CE DL HWAC (per 16CE) |  |  | 0 | 214.5295 | 0 | 55 | 96.5383 | 0 | Yes | PRA
1.1.8.8.3.11 | WCDMA CE UL HWAC (per 16CE) |  |  | 0 | 214.5295 | 0 | 55 | 96.5383 | 0 | Yes | PRA
1.1.8.8.3.12 | WCDMA HS Codes HWAC (per 5HS-Codes) |  |  | 9 | 256.7299 | 36969.1073 | 55 | 115.5285 | 16636.0983 | Yes | PRA
1.1.8.8.3.13 | DUW Optional IP Optical Interface HWAC |  |  | 1 | 997.3004 | 15956.8063 | 55 | 448.7852 | 7180.5628 | Yes | PRA
1.1.8.8.3.14 | BFU, Battery Fuse Unit |  |  | 1 | 594.8555 | 9517.6875 | 55 | 267.685 | 4282.9594 | Yes | PRA
1.1.8.8.3.15 | 3-pack WCDMA Radio Unit RUW 01B1 (2100 MHz) 20W HW Activation incl. |  |  | 1 | 5160.0153 | 82560.2445 | 55 | 2322.0069 | 37152.11 | Yes | PRA
1.1.8.8.3.16 | Base Frame 6201 |  |  | 1 | 227.3271 | 3637.2342 | 55 | 102.2972 | 1636.7554 | Yes | PRA
1.1.8.9 | 3G Change-out RBS6601 with SSC-02 1x2 30Wpcc 1xDUW20(15HS codes) (Stand-Alone) Reuse RRUW |  |  |  |  | 639028.7122 | 55 |  | 287562.9205
1.1.8.9.1 | DUW BB HW Activation Fee CE DL p.16CE |  |  | 122 | 214.5295 | 26172.5965 | 55 | 96.5383 | 11777.6684
1.1.8.9.1.1 | WCDMA CE DL HWAC (per 16CE) |  |  | 1 | 214.5295 | 26172.5965 | 55 | 96.5383 | 11777.6684 | Yes | PRA
1.1.8.9.2 | DUW BB HW Activation Fee CE UL p.16CE |  |  | 288 | 214.5295 | 61784.49 | 55 | 96.5383 | 27803.0205
1.1.8.9.2.1 | WCDMA CE UL HWAC (per 16CE) |  |  | 1 | 214.5295 | 61784.49 | 55 | 96.5383 | 27803.0205 | Yes | PRA
1.1.8.9.3 | RBS6601 WCDMA No RRUW DUW20 (0UL/0DL/15Code)_IPRAN_Rev A |  |  | 26 | 11176.7125 | 290594.5257 | 55 | 5029.5206 | 130767.5366
1.1.8.9.3.1 | Digital Unit DUW 20 Basic HW Module (excl.HWA, SFP) |  |  | 1 | 7211.7153 | 187504.597 | 55 | 3245.2719 | 84377.0686 | Yes | PRA
1.1.8.9.3.2 | Main Unit - 48 V DC Power cable 2m |  |  | 1 | 33.99 | 883.74 | 55 | 15.2955 | 397.683 | Yes | PRA
1.1.8.9.3.3 | SFP 1000BASE-LX40 DUAL RATE 1.25 40km for DUx |  |  | 1 | 537.6417 | 13978.6833 | 55 | 241.9387 | 6290.4075 | Yes | PRA
1.1.8.9.3.4 | RBS 6601 Main Unit, -48 VDC (no Digital Unit incl.) |  |  | 1 | 1625.8755 | 42272.762 | 55 | 731.644 | 19022.7429 | Yes | PRA
1.1.8.9.3.5 | Digital Unit DUW 30 Basic HW Module (excl.HWA, SFP) |  |  | 0 | 10880.4661 | 0 | 55 | 4896.2097 | 0 | Yes | PRA
1.1.8.9.3.6 | WCDMA CE DL HWAC (per 16CE) |  |  | 0 | 214.5295 | 0 | 55 | 96.5383 | 0 | Yes | PRA
1.1.8.9.3.7 | WCDMA CE UL HWAC (per 16CE) |  |  | 0 | 214.5295 | 0 | 55 | 96.5383 | 0 | Yes | PRA
1.1.8.9.3.8 | WCDMA HS Codes HWAC (per 5HS-Codes) |  |  | 3 | 256.7299 | 20024.9331 | 55 | 115.5285 | 9011.2199 | Yes | PRA
1.1.8.9.3.9 | DUW Optional IP Optical Interface HWAC |  |  | 1 | 997.3004 | 25929.8103 | 55 | 448.7852 | 11668.4146 | Yes | PRA
1.1.8.9.4 | SSC-02 for OD RBS6601 2 Rectifier_2MU (No batteries) |  |  | 26 | 10018.35 | 260477.1 | 55 | 4508.2575 | 117214.695
1.1.8.9.4.1 | PRODUCT PACKAGE/Power system; (SSC-02) (FAP1301878) |  |  | 1 | 10018.35 | 260477.1 | 55 | 4508.2575 | 117214.695 | Yes | PRT
Price Objects
1.1.8.9.4.1.1 | 2.0 kW rectifier, PBC 6200 | INF 901 5392/PBC1 |  | 1 | 213.07 | 213.07 | 55 | 95.8815 | 95.8815
1.1.8.9.4.1.2 | Distribution CB 2-32A | INF 901 6406/19 |  | 6 | 15.02 | 90.12 | 55 | 6.759 | 40.554
1.1.8.9.4.1.3 | Door Handle | INF 901 5392/1 |  | 1 | 91.39 | 91.39 | 55 | 41.1255 | 41.1255
1.1.8.9.4.1.4 | Lifting Eye Bolt Set | INF 901 5392/30 |  | 1 | 11.44 | 11.44 | 55 | 5.148 | 5.148
1.1.8.9.4.1.5 | Power and external alarm cable for RBS MU | INF 901 6406/9 |  | 1 | 27.03 | 27.03 | 55 | 12.1635 | 12.1635
1.1.8.9.4.1.6 | RRU SPD protection Kit | INF 901 6406/3 |  | 4 | 54.81 | 219.24 | 55 | 24.6645 | 98.658
1.1.8.9.4.1.7 | SSC-02 for < 4 rectifiers | INF 901 6406/1 |  | 1 | 9009.01 | 9009.01 | 55 | 4054.0545 | 4054.0545
1.1.8.9.4.1.8 | Service outlet | INF 901 6406/5 |  | 1 | 90.09 | 90.09 | 55 | 40.5405 | 40.5405
1.1.8.9.4.1.9 | Standard Door Lock/Key | INF 901 5392/2 |  | 1 | 121.31 | 121.31 | 55 | 54.5895 | 54.5895
1.1.8.9.4.1.10 | Web interface board | INF 901 5392/PBC16 |  | 1 | 145.65 | 145.65 | 55 | 65.5425 | 65.5425
1.1.8.10 | 3G Change-out RBS6601 with SSC-02 2x2 30Wpcc 1xDUW30(30HS codes) (Stand-Alone) Reuse RRUW |  |  |  |  | 184267.2044 | 55 |  | 82920.242
1.1.8.10.1 | DUW BB HW Activation Fee CE DL p.16CE |  |  | 42 | 214.5295 | 9010.2381 | 55 | 96.5383 | 4054.6072
1.1.8.10.1.1 | WCDMA CE DL HWAC (per 16CE) |  |  | 1 | 214.5295 | 9010.2381 | 55 | 96.5383 | 4054.6072 | Yes | PRA
1.1.8.10.2 | DUW BB HW Activation Fee CE UL p.16CE |  |  | 100 | 214.5295 | 21452.9479 | 55 | 96.5383 | 9653.8266
1.1.8.10.2.1 | WCDMA CE UL HWAC (per 16CE) |  |  | 1 | 214.5295 | 21452.9479 | 55 | 96.5383 | 9653.8266 | Yes | PRA
1.1.8.10.3 | RBS6601 WCDMA No RRUW DUW30 (0UL/0DL/30Code)_IPRAN_Rev A |  |  | 6 | 15615.6531 | 93693.9184 | 55 | 7027.0439 | 42162.2633
1.1.8.10.3.1 | Main Unit - 48 V DC Power cable 2m |  |  | 1 | 33.99 | 203.94 | 55 | 15.2955 | 91.773 | Yes | PRA
1.1.8.10.3.2 | SFP 1000BASE-LX40 DUAL RATE 1.25 40km for DUx |  |  | 1 | 537.6417 | 3225.85 | 55 | 241.9387 | 1451.6325 | Yes | PRA
1.1.8.10.3.3 | RBS 6601 Main Unit, -48 VDC (no Digital Unit incl.) |  |  | 1 | 1625.8755 | 9755.2528 | 55 | 731.644 | 4389.8637 | Yes | PRA
1.1.8.10.3.4 | Digital Unit DUW 30 Basic HW Module (excl.HWA, SFP) |  |  | 1 | 10880.4661 | 65282.7964 | 55 | 4896.2097 | 29377.2584 | Yes | PRA
1.1.8.10.3.5 | WCDMA CE DL HWAC (per 16CE) |  |  | 0 | 214.5295 | 0 | 55 | 96.5383 | 0 | Yes | PRA
1.1.8.10.3.6 | WCDMA CE UL HWAC (per 16CE) |  |  | 0 | 214.5295 | 0 | 55 | 96.5383 | 0 | Yes | PRA
1.1.8.10.3.7 | WCDMA HS Codes HWAC (per 5HS-Codes) |  |  | 6 | 256.7299 | 9242.2768 | 55 | 115.5285 | 4159.0246 | Yes | PRA
1.1.8.10.3.8 | DUW Optional IP Optical Interface HWAC |  |  | 1 | 997.3004 | 5983.8024 | 55 | 448.7852 | 2692.7111 | Yes | PRA
1.1.8.10.4 | SSC-02 for OD RBS6601 2 Rectifier_2MU (No batteries) |  |  | 6 | 10018.35 | 60110.1 | 55 | 4508.2575 | 27049.545
1.1.8.10.4.1 | PRODUCT PACKAGE/Power system; (SSC-02) (FAP1301878) |  |  | 1 | 10018.35 | 60110.1 | 55 | 4508.2575 | 27049.545 | Yes | PRT
Price Objects
1.1.8.10.4.1.1 | 2.0 kW rectifier, PBC 6200 | INF 901 5392/PBC1 |  | 1 | 213.07 | 213.07 | 55 | 95.8815 | 95.8815
1.1.8.10.4.1.2 | Distribution CB 2-32A | INF 901 6406/19 |  | 6 | 15.02 | 90.12 | 55 | 6.759 | 40.554
1.1.8.10.4.1.3 | Door Handle | INF 901 5392/1 |  | 1 | 91.39 | 91.39 | 55 | 41.1255 | 41.1255
1.1.8.10.4.1.4 | Lifting Eye Bolt Set | INF 901 5392/30 |  | 1 | 11.44 | 11.44 | 55 | 5.148 | 5.148
1.1.8.10.4.1.5 | Power and external alarm cable for RBS MU | INF 901 6406/9 |  | 1 | 27.03 | 27.03 | 55 | 12.1635 | 12.1635
1.1.8.10.4.1.6 | RRU SPD protection Kit | INF 901 6406/3 |  | 4 | 54.81 | 219.24 | 55 | 24.6645 | 98.658
1.1.8.10.4.1.7 | SSC-02 for < 4 rectifiers | INF 901 6406/1 |  | 1 | 9009.01 | 9009.01 | 55 | 4054.0545 | 4054.0545
1.1.8.10.4.1.8 | Service outlet | INF 901 6406/5 |  | 1 | 90.09 | 90.09 | 55 | 40.5405 | 40.5405
1.1.8.10.4.1.9 | Standard Door Lock/Key | INF 901 5392/2 |  | 1 | 121.31 | 121.31 | 55 | 54.5895 | 54.5895
1.1.8.10.4.1.10 | Web interface board | INF 901 5392/PBC16 |  | 1 | 145.65 | 145.65 | 55 | 65.5425 | 65.5425
1.1.8.11 | 3G Change-out RBS6601 with SSC-02 3x2 30Wpcc 1xDUW30(45HS codes) (Stand-Alone) Reuse RRUW |  |  |  |  | 256499.2625 | 55 |  | 115424.6681
1.1.8.11.1 | DUW BB HW Activation Fee CE DL p.16CE |  |  | 62 | 214.5295 | 13300.8277 | 55 | 96.5383 | 5985.3725
1.1.8.11.1.1 | WCDMA CE DL HWAC (per 16CE) |  |  | 1 | 214.5295 | 13300.8277 | 55 | 96.5383 | 5985.3725 | Yes | PRA
1.1.8.11.2 | DUW BB HW Activation Fee CE UL p.16CE |  |  | 149 | 214.5295 | 31964.8924 | 55 | 96.5383 | 14384.2016
1.1.8.11.2.1 | WCDMA CE UL HWAC (per 16CE) |  |  | 1 | 214.5295 | 31964.8924 | 55 | 96.5383 | 14384.2016 | Yes | PRA
1.1.8.11.3 | RBS6601 WCDMA No RRUW DUW30 (0UL/0DL/45Code)_IPRAN_Rev A |  |  | 8 | 16385.8428 | 131086.7424 | 55 | 7373.6293 | 58989.0341
1.1.8.11.3.1 | Main Unit - 48 V DC Power cable 2m |  |  | 1 | 33.99 | 271.92 | 55 | 15.2955 | 122.364 | Yes | PRA
1.1.8.11.3.2 | SFP 1000BASE-LX40 DUAL RATE 1.25 40km for DUx |  |  | 1 | 537.6417 | 4301.1333 | 55 | 241.9387 | 1935.51 | Yes | PRA
1.1.8.11.3.3 | RBS 6601 Main Unit, -48 VDC (no Digital Unit incl.) |  |  | 1 | 1625.8755 | 13007.0037 | 55 | 731.644 | 5853.1517 | Yes | PRA
1.1.8.11.3.4 | Digital Unit DUW 30 Basic HW Module (excl.HWA, SFP) |  |  | 1 | 10880.4661 | 87043.7285 | 55 | 4896.2097 | 39169.6778 | Yes | PRA
1.1.8.11.3.5 | WCDMA CE DL HWAC (per 16CE) |  |  | 0 | 214.5295 | 0 | 55 | 96.5383 | 0 | Yes | PRA
1.1.8.11.3.6 | WCDMA CE UL HWAC (per 16CE) |  |  | 0 | 214.5295 | 0 | 55 | 96.5383 | 0 | Yes | PRA
1.1.8.11.3.7 | WCDMA HS Codes HWAC (per 5HS-Codes) |  |  | 9 | 256.7299 | 18484.5537 | 55 | 115.5285 | 8318.0492 | Yes | PRA
1.1.8.11.3.8 | DUW Optional IP Optical Interface HWAC |  |  | 1 | 997.3004 | 7978.4032 | 55 | 448.7852 | 3590.2814 | Yes | PRA
1.1.8.11.4 | SSC-02 for OD RBS6601 2 Rectifier_2MU (No batteries) |  |  | 8 | 10018.35 | 80146.8 | 55 | 4508.2575 | 36066.06
1.1.8.11.4.1 | PRODUCT PACKAGE/Power system; (SSC-02) (FAP1301878) |  |  | 1 | 10018.35 | 80146.8 | 55 | 4508.2575 | 36066.06 | Yes | PRT
Price Objects
1.1.8.11.4.1.1 | 2.0 kW rectifier, PBC 6200 | INF 901 5392/PBC1 |  | 1 | 213.07 | 213.07 | 55 | 95.8815 | 95.8815
1.1.8.11.4.1.2 | Distribution CB 2-32A | INF 901 6406/19 |  | 6 | 15.02 | 90.12 | 55 | 6.759 | 40.554
1.1.8.11.4.1.3 | Door Handle | INF 901 5392/1 |  | 1 | 91.39 | 91.39 | 55 | 41.1255 | 41.1255
1.1.8.11.4.1.4 | Lifting Eye Bolt Set | INF 901 5392/30 |  | 1 | 11.44 | 11.44 | 55 | 5.148 | 5.148
1.1.8.11.4.1.5 | Power and external alarm cable for RBS MU | INF 901 6406/9 |  | 1 | 27.03 | 27.03 | 55 | 12.1635 | 12.1635
1.1.8.11.4.1.6 | RRU SPD protection Kit | INF 901 6406/3 |  | 4 | 54.81 | 219.24 | 55 | 24.6645 | 98.658
1.1.8.11.4.1.7 | SSC-02 for < 4 rectifiers | INF 901 6406/1 |  | 1 | 9009.01 | 9009.01 | 55 | 4054.0545 | 4054.0545
1.1.8.11.4.1.8 | Service outlet | INF 901 6406/5 |  | 1 | 90.09 | 90.09 | 55 | 40.5405 | 40.5405
1.1.8.11.4.1.9 | Standard Door Lock/Key | INF 901 5392/2 |  | 1 | 121.31 | 121.31 | 55 | 54.5895 | 54.5895
1.1.8.11.4.1.10 | Web interface board | INF 901 5392/PBC16 |  | 1 | 145.65 | 145.65 | 55 | 65.5425 | 65.5425
1.1.8.12 | 3G Change-out RBS6101 1x2 30Wpcc 1xDUW20(15HS codes) (Co-site 2G) |  |  |  |  | 576051.8273 | 55 |  | 259223.3223
1.1.8.12.1 | DUW BB HW Activation Fee CE DL p.16CE |  |  | 74 | 214.5295 | 15875.1815 | 55 | 96.5383 | 7143.8317
1.1.8.12.1.1 | WCDMA CE DL HWAC (per 16CE) |  |  | 1 | 214.5295 | 15875.1815 | 55 | 96.5383 | 7143.8317 | Yes | PRA
1.1.8.12.2 | DUW BB HW Activation Fee CE UL p.16CE |  |  | 209 | 214.5295 | 44836.6611 | 55 | 96.5383 | 20176.4975
1.1.8.12.2.1 | WCDMA CE UL HWAC (per 16CE) |  |  | 1 | 214.5295 | 44836.6611 | 55 | 96.5383 | 20176.4975 | Yes | PRA
1.1.8.12.3 | RBS6101 WCDMA 1x2 30Wpcc_DUW20(0UL/0DL/15Code)_Rev A (Exclude Cabinet) |  |  | 33 | 15616.3632 | 515339.9847 | 55 | 7027.3634 | 231902.9931
1.1.8.12.3.1 | RBS 6101 Cabinet, 230 VAC (no RU, no PSU incl.) |  |  | 0 | 6097.033 | 0 | 55 | 2743.6648 | 0 | Yes | PRA
1.1.8.12.3.2 | SFP 1000BASE-LX40 DUAL RATE 1.25 40km for DUx |  |  | 1 | 537.6417 | 17742.175 | 55 | 241.9387 | 7983.9787 | Yes | PRA
1.1.8.12.3.3 | PSU 230VAC: Power Supply Unit, 230 VAC |  |  | 1 | 313.7654 | 10354.2595 | 55 | 141.1944 | 4659.4168 | Yes | PRA
1.1.8.12.3.4 | Output Power HWAC 20W->40W (per RU) |  |  | 1 | 967.9358 | 31941.8821 | 55 | 435.5711 | 14373.8469 | Yes | PRA
1.1.8.12.3.5 | Output Power HWAC 40W->60W (per RU) |  |  | 1 | 967.9358 | 31941.8821 | 55 | 435.5711 | 14373.8469 | Yes | PRA
1.1.8.12.3.6 | WCDMA Cell Carrier HWAC |  |  | 2 | 862.8677 | 56949.2678 | 55 | 388.2905 | 25627.1705 | Yes | PRA
1.1.8.12.3.7 | Single WCDMA Radio Unit RUW 01 B1 (2100 MHz) 20W HW Activation incl. |  |  | 1 | 2064.001 | 68112.0336 | 55 | 928.8005 | 30650.4151 | Yes | PRA
1.1.8.12.3.8 | Digital Unit DUW 20 Basic HW Module (excl.HWA, SFP) |  |  | 1 | 7211.7153 | 237986.6038 | 55 | 3245.2719 | 107093.9717 | Yes | PRA
1.1.8.12.3.9 | WCDMA CE DL HWAC (per 16CE) |  |  | 0 | 214.5295 | 0 | 55 | 96.5383 | 0 | Yes | PRA
1.1.8.12.3.10 | WCDMA CE UL HWAC (per 16CE) |  |  | 0 | 214.5295 | 0 | 55 | 96.5383 | 0 | Yes | PRA
1.1.8.12.3.11 | WCDMA HS Codes HWAC (per 5HS-Codes) |  |  | 3 | 256.7299 | 25416.2613 | 55 | 115.5285 | 11437.3176 | Yes | PRA
1.1.8.12.3.12 | DUW Optional IP Optical Interface HWAC |  |  | 1 | 997.3004 | 32910.913 | 55 | 448.7852 | 14809.9109 | Yes | PRA
1.1.8.12.3.13 | Prepared for external battery back-up |  |  | 0 | 938.1638 | 0 | 55 | 422.1737 | 0 | Yes | PRA
1.1.8.12.3.14 | BFU, Battery Fuse Unit |  |  | 0 | 594.8555 | 0 | 55 | 267.685 | 0 | Yes | PRA
1.1.8.12.3.15 | SAU Support Alarm Unit |  |  | 0 | 275.4361 | 0 | 55 | 123.9463 | 0 | Yes | PRA
1.1.8.12.3.16 | Service Outlet |  |  | 0 | 78.1867 | 0 | 55 | 35.184 | 0 | Yes | PRA
1.1.8.12.3.17 | Smoke Detector kit |  |  | 0 | 823.9017 | 0 | 55 | 370.7558 | 0 | Yes | PRA
1.1.8.12.3.18 | External Alarm OVP (8 ports) |  |  | 0 | 270.6227 | 0 | 55 | 121.7802 | 0 | Yes | PRA
1.1.8.12.3.19 | Site LAN connection |  |  | 1 | 60.1426 | 1984.7065 | 55 | 27.0642 | 893.1179 | Yes | PRA
1.1.8.12.3.20 | Door Handle |  |  | 0 | 119.0755 | 0 | 55 | 53.584 | 0 | Yes | PRA
1.1.8.12.3.21 | Door Lock + key type (Customer Specific) |  |  | 0 | 212.8868 | 0 | 55 | 95.7991 | 0 | Yes | PRA
1.1.8.12.3.22 | Service Light |  |  | 0 | 206.8764 | 0 | 55 | 93.0944 | 0 | Yes | PRA
1.1.8.13 | 3G Change-out RBS6102 1x2 30Wpcc 1xDUW20(15HS codes) (Co-site 2G) |  |  |  |  | 168603.782 | 55 |  | 75871.7019
1.1.8.13.1 | DUW BB HW Activation Fee CE DL p.16CE |  |  | 21 | 214.5295 | 4505.1191 | 55 | 96.5383 | 2027.3036
1.1.8.13.1.1 | WCDMA CE DL HWAC (per 16CE) |  |  | 1 | 214.5295 | 4505.1191 | 55 | 96.5383 | 2027.3036 | Yes | PRA
1.1.8.13.2 | DUW BB HW Activation Fee CE UL p.16CE |  |  | 52 | 214.5295 | 11155.5329 | 55 | 96.5383 | 5019.9898
1.1.8.13.2.1 | WCDMA CE UL HWAC (per 16CE) |  |  | 1 | 214.5295 | 11155.5329 | 55 | 96.5383 | 5019.9898 | Yes | PRA
1.1.8.13.3 | RBS6102 WCDMA 1x2 30Wpcc_DUW20(0UL/0DL/15Code)_Rev A (Exclude Cabinet) |  |  | 8 | 19117.8913 | 152943.13 | 55 | 8603.0511 | 68824.4085
1.1.8.13.3.1 | Additional PDU (Power Distribution Unit) for additional RU a |  |  | 0 | 491.9394 | 0 | 55 | 221.3727 | 0 | Yes | PRA
1.1.8.13.3.2 | Prepared for internal battery back-up one shelf |  |  | 1 | 926.1429 | 7409.143 | 55 | 416.7643 | 3334.1144 | Yes | PRA
1.1.8.13.3.3 | Extended Cimate System |  |  | 1 | 1655.4183 | 13243.3465 | 55 | 744.9382 | 5959.5059 | Yes | PRA
1.1.8.13.3.4 | SFP 1000BASE-LX40 DUAL RATE 1.25 40km for DUx |  |  | 1 | 537.6417 | 4301.1333 | 55 | 241.9387 | 1935.51 | Yes | PRA
1.1.8.13.3.5 | PSU 230VAC: Power Supply Unit, 230 VAC |  |  | 2 | 313.7654 | 5020.247 | 55 | 141.1944 | 2259.1112 | Yes | PRA
1.1.8.13.3.6 | RBS 6102 Cabinet for up to 6 RU, 230 VAC (no RU, no PSU incl.) |  |  | 0 | 5940.163 | 0 | 55 | 2673.0733 | 0 | Yes | PRA
1.1.8.13.3.7 | Cabinet Expansion kit from 6 RU to 12 RU (no RU incl.) |  |  | 1 | 666.3441 | 5330.7526 | 55 | 299.8548 | 2398.8387 | Yes | PRA
1.1.8.13.3.8 | Output Power HWAC 20W->40W (per RU) |  |  | 1 | 967.9358 | 7743.4866 | 55 | 435.5711 | 3484.569 | Yes | PRA
1.1.8.13.3.9 | Output Power HWAC 40W->60W (per RU) |  |  | 1 | 967.9358 | 7743.4866 | 55 | 435.5711 | 3484.569 | Yes | PRA
1.1.8.13.3.10 | WCDMA Cell Carrier HWAC |  |  | 2 | 862.8677 | 13805.8831 | 55 | 388.2905 | 6212.6474 | Yes | PRA
1.1.8.13.3.11 | Single WCDMA Radio Unit RUW 01 B1 (2100 MHz) 20W HW Activation incl. |  |  | 1 | 2064.001 | 16512.0081 | 55 | 928.8005 | 7430.4037 | Yes | PRA
1.1.8.13.3.12 | Digital Unit DUW 20 Basic HW Module (excl.HWA, SFP) |  |  | 1 | 7211.7153 | 57693.7221 | 55 | 3245.2719 | 25962.175 | Yes | PRA
1.1.8.13.3.13 | WCDMA CE DL HWAC (per 16CE) |  |  | 0 | 214.5295 | 0 | 55 | 96.5383 | 0 | Yes | PRA
1.1.8.13.3.14 | WCDMA CE UL HWAC (per 16CE) |  |  | 0 | 214.5295 | 0 | 55 | 96.5383 | 0 | Yes | PRA
1.1.8.13.3.15 | WCDMA HS Codes HWAC (per 5HS-Codes) |  |  | 3 | 256.7299 | 6161.5179 | 55 | 115.5285 | 2772.6831 | Yes | PRA
1.1.8.13.3.16 | DUW Optional IP Optical Interface HWAC |  |  | 1 | 997.3004 | 7978.4032 | 55 | 448.7852 | 3590.2814 | Yes | PRA
1.1.8.13.3.17 | Prepared for internal battery back-up two shelves |  |  | 0 | 1527.5309 | 0 | 55 | 687.3889 | 0 | Yes | PRA
1.1.8.13.3.18 | BFU, Battery Fuse Unit |  |  | 0 | 594.8555 | 0 | 55 | 267.685 | 0 | Yes | PRA
1.1.8.13.3.19 | Battery set, 48V/100 Ah,incl.cable set for RBS 6102 |  |  | 0 | 5209 | 0 | 55 | 2344.05 | 0 | Yes | PRA
1.1.8.13.3.20 | SAU Support Alarm Unit |  |  | 0 | 275.4361 | 0 | 55 | 123.9463 | 0 | Yes | PRA
1.1.8.13.3.21 | Service Outlet |  |  | 0 | 78.1867 | 0 | 55 | 35.184 | 0 | Yes | PRA
1.1.8.13.3.22 | Smoke Detector kit |  |  | 0 | 823.9017 | 0 | 55 | 370.7558 | 0 | Yes | PRA
1.1.8.13.3.23 | External Alarm OVP (8 ports) |  |  | 0 | 270.6227 | 0 | 55 | 121.7802 | 0 | Yes | PRA
1.1.8.13.3.24 | Door Handle |  |  | 0 | 119.0755 | 0 | 55 | 53.584 | 0 | Yes | PRA
1.1.8.13.3.25 | Lifting Eyes |  |  | 0 | 56.5262 | 0 | 55 | 25.4368 | 0 | Yes | PRA
1.1.8.13.3.26 | Door Lock + key type (Customer Specific) |  |  | 0 | 212.8868 | 0 | 55 | 95.7991 | 0 | Yes | PRA
1.1.8.13.3.27 | Service Light |  |  | 0 | 206.8764 | 0 | 55 | 93.0944 | 0 | Yes | PRA
1.1.8.13.3.28 | Adaptor Frame 6102 |  |  | 0 | 1142.6334 | 0 | 55 | 514.185 | 0 | Yes | PRA
1.1.8.14 | 3G Change-out RBS6201 1x2 30Wpcc 1xDUW20(15HS codes) (Co-site 2G) |  |  |  |  | 39435.8334 | 55 |  | 17746.125
1.1.8.14.1 | DUW BB HW Activation Fee CE DL p.16CE |  |  | 7 | 214.5295 | 1501.7064 | 55 | 96.5383 | 675.7679
1.1.8.14.1.1 | WCDMA CE DL HWAC (per 16CE) |  |  | 1 | 214.5295 | 1501.7064 | 55 | 96.5383 | 675.7679 | Yes | PRA
1.1.8.14.2 | DUW BB HW Activation Fee CE UL p.16CE |  |  | 21 | 214.5295 | 4505.1191 | 55 | 96.5383 | 2027.3036
1.1.8.14.2.1 | WCDMA CE UL HWAC (per 16CE) |  |  | 1 | 214.5295 | 4505.1191 | 55 | 96.5383 | 2027.3036 | Yes | PRA
1.1.8.14.3 | RBS6201 WCDMA 1x2 30Wpcc_DUW20(0UL/0DL/15Code)_Rev A (Exclude Cabinet) |  |  | 2 | 16714.504 | 33429.008 | 55 | 7521.5268 | 15043.0536
1.1.8.14.3.1 | RBS 6201 Cabinet for up to 6 RU, 230 VAC (no RU, no PSU incl.) |  |  | 0 | 2631.3511 | 0 | 55 | 1184.108 | 0 | Yes | PRA
1.1.8.14.3.2 | Additional PDU (Power Distribution Unit) for additional RU a |  |  | 1 | 491.9394 | 983.8788 | 55 | 221.3727 | 442.7454 | Yes | PRA
1.1.8.14.3.3 | Fastening Screws for concrete (BF or cabinet) |  |  | 0 | 36.0881 | 0 | 55 | 16.2397 | 0 | Yes | PRA
1.1.8.14.3.4 | SFP 1000BASE-LX40 DUAL RATE 1.25 40km for DUx |  |  | 1 | 537.6417 | 1075.2833 | 55 | 241.9387 | 483.8775 | Yes | PRA
1.1.8.14.3.5 | PSU 230VAC: Power Supply Unit, 230 VAC |  |  | 1 | 313.7654 | 627.5309 | 55 | 141.1944 | 282.3889 | Yes | PRA
1.1.8.14.3.6 | Cabinet Expansion kit from 6 RU to 12 RU (no RU incl.) |  |  | 1 | 666.3441 | 1332.6881 | 55 | 299.8548 | 599.7097 | Yes | PRA
1.1.8.14.3.7 | Output Power HWAC 20W->40W (per RU) |  |  | 1 | 967.9358 | 1935.8716 | 55 | 435.5711 | 871.1422 | Yes | PRA
1.1.8.14.3.8 | Output Power HWAC 40W->60W (per RU) |  |  | 1 | 967.9358 | 1935.8716 | 55 | 435.5711 | 871.1422 | Yes | PRA
1.1.8.14.3.9 | WCDMA Cell Carrier HWAC |  |  | 2 | 862.8677 | 3451.4708 | 55 | 388.2905 | 1553.1618 | Yes | PRA
1.1.8.14.3.10 | Single WCDMA Radio Unit RUW 01 B1 (2100 MHz) 20W HW Activation incl. |  |  | 1 | 2064.001 | 4128.002 | 55 | 928.8005 | 1857.6009 | Yes | PRA
1.1.8.14.3.11 | Digital Unit DUW 20 Basic HW Module (excl.HWA, SFP) |  |  | 1 | 7211.7153 | 14423.4305 | 55 | 3245.2719 | 6490.5437 | Yes | PRA
1.1.8.14.3.12 | WCDMA CE DL HWAC (per 16CE) |  |  | 0 | 214.5295 | 0 | 55 | 96.5383 | 0 | Yes | PRA
1.1.8.14.3.13 | WCDMA CE UL HWAC (per 16CE) |  |  | 0 | 214.5295 | 0 | 55 | 96.5383 | 0 | Yes | PRA
1.1.8.14.3.14 | WCDMA HS Codes HWAC (per 5HS-Codes) |  |  | 3 | 256.7299 | 1540.3795 | 55 | 115.5285 | 693.1708 | Yes | PRA
1.1.8.14.3.15 | DUW Optional IP Optical Interface HWAC |  |  | 1 | 997.3004 | 1994.6008 | 55 | 448.7852 | 897.5704 | Yes | PRA
1.1.8.14.3.16 | BFU, Battery Fuse Unit |  |  | 0 | 594.8555 | 0 | 55 | 267.685 | 0 | Yes | PRA
1.1.8.14.3.17 | Base Frame 6201 |  |  | 0 | 227.3271 | 0 | 55 | 102.2972 | 0 | Yes | PRA
1.1.8.15 | 3G Change-out RBS6601 1x2 30Wpcc 1xDUW20(15HS codes) (Co-site 2G) |  |  |  |  | 215082.8824 | 55 |  | 96787.2971
1.1.8.15.1 | DUW BB HW Activation Fee CE DL p.16CE |  |  | 52 | 214.5295 | 11155.5329 | 55 | 96.5383 | 5019.9898
1.1.8.15.1.1 | WCDMA CE DL HWAC (per 16CE) |  |  | 1 | 214.5295 | 11155.5329 | 55 | 96.5383 | 5019.9898 | Yes | PRA
1.1.8.15.2 | DUW BB HW Activation Fee CE UL p.16CE |  |  | 117 | 214.5295 | 25099.9491 | 55 | 96.5383 | 11294.9771
1.1.8.15.2.1 | WCDMA CE UL HWAC (per 16CE) |  |  | 1 | 214.5295 | 25099.9491 | 55 | 96.5383 | 11294.9771 | Yes | PRA
1.1.8.15.3 | RBS6601 WCDMA No RRUW DUW20 (0UL/0DL/15Code)_IPRAN_Rev A |  |  | 16 | 11176.7125 | 178827.4004 | 55 | 5029.5206 | 80472.3302
1.1.8.15.3.1 | Digital Unit DUW 20 Basic HW Module (excl.HWA, SFP) |  |  | 1 | 7211.7153 | 115387.4443 | 55 | 3245.2719 | 51924.3499 | Yes | PRA
1.1.8.15.3.2 | Main Unit - 48 V DC Power cable 2m |  |  | 1 | 33.99 | 543.84 | 55 | 15.2955 | 244.728 | Yes | PRA
1.1.8.15.3.3 | SFP 1000BASE-LX40 DUAL RATE 1.25 40km for DUx |  |  | 1 | 537.6417 | 8602.2666 | 55 | 241.9387 | 3871.02 | Yes | PRA
1.1.8.15.3.4 | RBS 6601 Main Unit, -48 VDC (no Digital Unit incl.) |  |  | 1 | 1625.8755 | 26014.0074 | 55 | 731.644 | 11706.3033 | Yes | PRA
1.1.8.15.3.5 | Digital Unit DUW 30 Basic HW Module (excl.HWA, SFP) |  |  | 0 | 10880.4661 | 0 | 55 | 4896.2097 | 0 | Yes | PRA
1.1.8.15.3.6 | WCDMA CE DL HWAC (per 16CE) |  |  | 0 | 214.5295 | 0 | 55 | 96.5383 | 0 | Yes | PRA
1.1.8.15.3.7 | WCDMA CE UL HWAC (per 16CE) |  |  | 0 | 214.5295 | 0 | 55 | 96.5383 | 0 | Yes | PRA
1.1.8.15.3.8 | WCDMA HS Codes HWAC (per 5HS-Codes) |  |  | 3 | 256.7299 | 12323.0358 | 55 | 115.5285 | 5545.3661 | Yes | PRA
1.1.8.15.3.9 | DUW Optional IP Optical Interface HWAC |  |  | 1 | 997.3004 | 15956.8063 | 55 | 448.7852 | 7180.5628 | Yes | PRA
1.1.8.16 | 3G Change-out RBS6102 3x2 30Wpcc 1xDUW30(45HS codes) (Co-site 2G) |  |  |  |  | 79360.8557 | 55 |  | 35712.3851
1.1.8.16.1 | DUW BB HW Activation Fee CE DL p.16CE |  |  | 10 | 214.5295 | 2145.2948 | 55 | 96.5383 | 965.3827
1.1.8.16.1.1 | WCDMA CE DL HWAC (per 16CE) |  |  | 1 | 214.5295 | 2145.2948 | 55 | 96.5383 | 965.3827 | Yes | PRA
1.1.8.16.2 | DUW BB HW Activation Fee CE UL p.16CE |  |  | 36 | 214.5295 | 7723.0613 | 55 | 96.5383 | 3475.3776
1.1.8.16.2.1 | WCDMA CE UL HWAC (per 16CE) |  |  | 1 | 214.5295 | 7723.0613 | 55 | 96.5383 | 3475.3776 | Yes | PRA
1.1.8.16.3 | RBS6102 WCDMA 3x2 30Wpcc_DUW30(0UL/0DL/45Code)_Rev A (Exclude Cabinet) |  |  | 2 | 34746.2498 | 69492.4997 | 55 | 15635.8124 | 31271.6249
1.1.8.16.3.1 | Digital Unit DUW 30 Basic HW Module (excl.HWA, SFP) |  |  | 1 | 10880.4661 | 21760.9321 | 55 | 4896.2097 | 9792.4195 | Yes | PRA
1.1.8.16.3.2 | Additional PDU (Power Distribution Unit) for additional RU a |  |  | 0 | 491.9394 | 0 | 55 | 221.3727 | 0 | Yes | PRA
1.1.8.16.3.3 | Prepared for internal battery back-up one shelf |  |  | 1 | 926.1429 | 1852.2858 | 55 | 416.7643 | 833.5286 | Yes | PRA
1.1.8.16.3.4 | Extended Cimate System |  |  | 1 | 1655.4183 | 3310.8366 | 55 | 744.9382 | 1489.8765 | Yes | PRA
1.1.8.16.3.5 | SFP 1000BASE-LX40 DUAL RATE 1.25 40km for DUx |  |  | 1 | 537.6417 | 1075.2833 | 55 | 241.9387 | 483.8775 | Yes | PRA
1.1.8.16.3.6 | PSU 230VAC: Power Supply Unit, 230 VAC |  |  | 2 | 313.7654 | 1255.0618 | 55 | 141.1944 | 564.7778 | Yes | PRA
1.1.8.16.3.7 | RBS 6102 Cabinet for up to 6 RU, 230 VAC (no RU, no PSU incl.) |  |  | 0 | 5940.163 | 0 | 55 | 2673.0733 | 0 | Yes | PRA
1.1.8.16.3.8 | Cabinet Expansion kit from 6 RU to 12 RU (no RU incl.) |  |  | 1 | 666.3441 | 1332.6881 | 55 | 299.8548 | 599.7097 | Yes | PRA
1.1.8.16.3.9 | Output Power HWAC 20W->40W (per RU) |  |  | 3 | 967.9358 | 5807.6149 | 55 | 435.5711 | 2613.4267 | Yes | PRA
1.1.8.16.3.10 | Output Power HWAC 40W->60W (per RU) |  |  | 3 | 967.9358 | 5807.6149 | 55 | 435.5711 | 2613.4267 | Yes | PRA
1.1.8.16.3.11 | WCDMA Cell Carrier HWAC |  |  | 6 | 862.8677 | 10354.4123 | 55 | 388.2905 | 4659.4855 | Yes | PRA
1.1.8.16.3.12 | Single WCDMA Radio Unit RUW 01 B1 (2100 MHz) 20W HW Activation incl. |  |  | 0 | 2064.001 | 0 | 55 | 928.8005 | 0 | Yes | PRA
1.1.8.16.3.13 | WCDMA CE DL HWAC (per 16CE) |  |  | 0 | 214.5295 | 0 | 55 | 96.5383 | 0 | Yes | PRA
1.1.8.16.3.14 | WCDMA CE UL HWAC (per 16CE) |  |  | 0 | 214.5295 | 0 | 55 | 96.5383 | 0 | Yes | PRA
1.1.8.16.3.15 | WCDMA HS Codes HWAC (per 5HS-Codes) |  |  | 9 | 256.7299 | 4621.1384 | 55 | 115.5285 | 2079.5123 | Yes | PRA
1.1.8.16.3.16 | DUW Optional IP Optical Interface HWAC |  |  | 1 | 997.3004 | 1994.6008 | 55 | 448.7852 | 897.5704 | Yes | PRA
1.1.8.16.3.17 | Prepared for internal battery back-up two shelves |  |  | 0 | 1527.5309 | 0 | 55 | 687.3889 | 0 | Yes | PRA
1.1.8.16.3.18 | BFU, Battery Fuse Unit |  |  | 0 | 594.8555 | 0 | 55 | 267.685 | 0 | Yes | PRA
1.1.8.16.3.19 | Battery set, 48V/100 Ah,incl.cable set for RBS 6102 |  |  | 0 | 5209 | 0 | 55 | 2344.05 | 0 | Yes | PRA
1.1.8.16.3.20 | SAU Support Alarm Unit |  |  | 0 | 275.4361 | 0 | 55 | 123.9463 | 0 | Yes | PRA
1.1.8.16.3.21 | Service Outlet |  |  | 0 | 78.1867 | 0 | 55 | 35.184 | 0 | Yes | PRA
1.1.8.16.3.22 | Smoke Detector kit |  |  | 0 | 823.9017 | 0 | 55 | 370.7558 | 0 | Yes | PRA
1.1.8.16.3.23 | External Alarm OVP (8 ports) |  |  | 0 | 270.6227 | 0 | 55 | 121.7802 | 0 | Yes | PRA
1.1.8.16.3.24 | Door Handle |  |  | 0 | 119.0755 | 0 | 55 | 53.584 | 0 | Yes | PRA
1.1.8.16.3.25 | Lifting Eyes |  |  | 0 | 56.5262 | 0 | 55 | 25.4368 | 0 | Yes | PRA
1.1.8.16.3.26 | Door Lock + key type (Customer Specific) |  |  | 0 | 212.8868 | 0 | 55 | 95.7991 | 0 | Yes | PRA
1.1.8.16.3.27 | Service Light |  |  | 0 | 206.8764 | 0 | 55 | 93.0944 | 0 | Yes | PRA
1.1.8.16.3.28 | 3-pack WCDMA Radio Unit RUW 01B1 (2100 MHz) 20W HW Activation incl. |  |  | 1 | 5160.0153 | 10320.0306 | 55 | 2322.0069 | 4644.0138 | Yes | PRA
1.1.8.16.3.29 | Adaptor Frame 6102 |  |  | 0 | 1142.6334 | 0 | 55 | 514.185 | 0 | Yes | PRA
1.1.8.17 | 3G Change-out RBS6102 2x2 30Wpcc 1xDUW30(30HS codes) (Co-site 2G) |  |  |  |  | 32500.382 | 55 |  | 14625.1719
1.1.8.17.1 | DUW BB HW Activation Fee CE DL p.16CE |  |  | 4 | 214.5295 | 858.1179 | 55 | 96.5383 | 386.1531
1.1.8.17.1.1 | WCDMA CE DL HWAC (per 16CE) |  |  | 1 | 214.5295 | 858.1179 | 55 | 96.5383 | 386.1531 | Yes | PRA
1.1.8.17.2 | DUW BB HW Activation Fee CE UL p.16CE |  |  | 11 | 214.5295 | 2359.8243 | 55 | 96.5383 | 1061.9209
1.1.8.17.2.1 | WCDMA CE UL HWAC (per 16CE) |  |  | 1 | 214.5295 | 2359.8243 | 55 | 96.5383 | 1061.9209 | Yes | PRA
1.1.8.17.3 | RBS6102 WCDMA 2x2 30Wpcc_DUW30(0UL/0DL/30Code)_Rev A (Exclude Cabinet) |  |  | 1 | 29282.4398 | 29282.4398 | 55 | 13177.0979 | 13177.0979
1.1.8.17.3.1 | Digital Unit DUW 30 Basic HW Module (excl.HWA, SFP) |  |  | 1 | 10880.4661 | 10880.4661 | 55 | 4896.2097 | 4896.2097 | Yes | PRA
1.1.8.17.3.2 | Additional PDU (Power Distribution Unit) for additional RU a |  |  | 0 | 491.9394 | 0 | 55 | 221.3727 | 0 | Yes | PRA
1.1.8.17.3.3 | Prepared for internal battery back-up one shelf |  |  | 1 | 926.1429 | 926.1429 | 55 | 416.7643 | 416.7643 | Yes | PRA
1.1.8.17.3.4 | Extended Cimate System |  |  | 1 | 1655.4183 | 1655.4183 | 55 | 744.9382 | 744.9382 | Yes | PRA
1.1.8.17.3.5 | SFP 1000BASE-LX40 DUAL RATE 1.25 40km for DUx |  |  | 1 | 537.6417 | 537.6417 | 55 | 241.9387 | 241.9387 | Yes | PRA
1.1.8.17.3.6 | PSU 230VAC: Power Supply Unit, 230 VAC |  |  | 2 | 313.7654 | 627.5309 | 55 | 141.1944 | 282.3889 | Yes | PRA
1.1.8.17.3.7 | RBS 6102 Cabinet for up to 6 RU, 230 VAC (no RU, no PSU incl.) |  |  | 0 | 5940.163 | 0 | 55 | 2673.0733 | 0 | Yes | PRA
1.1.8.17.3.8 | Cabinet Expansion kit from 6 RU to 12 RU (no RU incl.) |  |  | 1 | 666.3441 | 666.3441 | 55 | 299.8548 | 299.8548 | Yes | PRA
1.1.8.17.3.9 | Output Power HWAC 20W->40W (per RU) |  |  | 2 | 967.9358 | 1935.8716 | 55 | 435.5711 | 871.1422 | Yes | PRA
1.1.8.17.3.10 | Output Power HWAC 40W->60W (per RU) |  |  | 2 | 967.9358 | 1935.8716 | 55 | 435.5711 | 871.1422 | Yes | PRA
1.1.8.17.3.11 | WCDMA Cell Carrier HWAC |  |  | 4 | 862.8677 | 3451.4708 | 55 | 388.2905 | 1553.1618 | Yes | PRA
1.1.8.17.3.12 | Single WCDMA Radio Unit RUW 01 B1 (2100 MHz) 20W HW Activation incl. |  |  | 2 | 2064.001 | 4128.002 | 55 | 928.8005 | 1857.6009 | Yes | PRA
1.1.8.17.3.13 | WCDMA CE DL HWAC (per 16CE) |  |  | 0 | 214.5295 | 0 | 55 | 96.5383 | 0 | Yes | PRA
1.1.8.17.3.14 | WCDMA CE UL HWAC (per 16CE) |  |  | 0 | 214.5295 | 0 | 55 | 96.5383 | 0 | Yes | PRA
1.1.8.17.3.15 | WCDMA HS Codes HWAC (per 5HS-Codes) |  |  | 6 | 256.7299 | 1540.3795 | 55 | 115.5285 | 693.1708 | Yes | PRA
1.1.8.17.3.16 | DUW Optional IP Optical Interface HWAC |  |  | 1 | 997.3004 | 997.3004 | 55 | 448.7852 | 448.7852 | Yes | PRA
1.1.8.17.3.17 | Prepared for internal battery back-up two shelves |  |  | 0 | 1527.5309 | 0 | 55 | 687.3889 | 0 | Yes | PRA
1.1.8.17.3.18 | BFU, Battery Fuse Unit |  |  | 0 | 594.8555 | 0 | 55 | 267.685 | 0 | Yes | PRA
1.1.8.17.3.19 | Battery set, 48V/100 Ah,incl.cable set for RBS 6102 |  |  | 0 | 5209 | 0 | 55 | 2344.05 | 0 | Yes | PRA
1.1.8.17.3.20 | SAU Support Alarm Unit |  |  | 0 | 275.4361 | 0 | 55 | 123.9463 | 0 | Yes | PRA
1.1.8.17.3.21 | Service Outlet |  |  | 0 | 78.1867 | 0 | 55 | 35.184 | 0 | Yes | PRA
1.1.8.17.3.22 | Smoke Detector kit |  |  | 0 | 823.9017 | 0 | 55 | 370.7558 | 0 | Yes | PRA
1.1.8.17.3.23 | External Alarm OVP (8 ports) |  |  | 0 | 270.6227 | 0 | 55 | 121.7802 | 0 | Yes | PRA
1.1.8.17.3.24 | Door Handle |  |  | 0 | 119.0755 | 0 | 55 | 53.584 | 0 | Yes | PRA
1.1.8.17.3.25 | Lifting Eyes |  |  | 0 | 56.5262 | 0 | 55 | 25.4368 | 0 | Yes | PRA
1.1.8.17.3.26 | Door Lock + key type (Customer Specific) |  |  | 0 | 212.8868 | 0 | 55 | 95.7991 | 0 | Yes | PRA
1.1.8.17.3.27 | Service Light |  |  | 0 | 206.8764 | 0 | 55 | 93.0944 | 0 | Yes | PRA
1.1.8.17.3.28 | Adaptor Frame 6102 |  |  | 0 | 1142.6334 | 0 | 55 | 514.185 | 0 | Yes | PRA
1.2 | 12 RAN-(2G3G New) Details Pricing |  |  |  |  | 33128807.1489 |  |  | 14287642.2184
1.2.1 | 01 Hardware 2G |  |  |  |  | 3273695.1514 |  |  | 1964217.0908
1.2.1.1 | 2G Outdoor (Co-Site 3G) |  |  |  |  | 921273.0758 | 40 |  | 552763.8455
1.2.1.1.1 | Additional Output Power HWAC 60W->80W (per RU) |  |  | 66 | 967.9358 | 63883.7642 | 40 | 580.7615 | 38330.2585
1.2.1.1.1.1 | Output Power HWAC 60W->80W (per RU) |  |  | 1 | 967.9358 | 63883.7642 | 40 | 580.7615 | 38330.2585 | Yes | PRA
1.2.1.1.2 | Battery set, 48V/100 Ah,incl.cable set for RBS 6102 (1 piece) |  |  | 22 | 5209 | 114598 | 40 | 3125.4 | 68758.8
1.2.1.1.2.1 | Battery set, 48V/100 Ah,incl.cable set for RBS 6102 |  |  | 1 | 5209 | 114598 | 40 | 3125.4 | 68758.8 | Yes | PRA
1.2.1.1.3 | RBS6102_3xRUS900P_3x(20=>40W)_3x(40=>60W)_12xGSM Carrier_1xDUG-20_1xRadioShelf_with Cabinet |  |  | 22 | 33763.2414 | 742791.3116 | 40 | 20257.9449 | 445674.787
1.2.1.1.3.1 | Single Radio Unit RUS 01B0 (900P MHz) 20W HW Activation incl. |  |  | 0 | 3158 | 0 | 40 | 1894.8 | 0 | Yes | PRA
1.2.1.1.3.2 | GSM Cell Carrier (TRX equiv.) HWAC |  |  | 12 | 508.0861 | 134134.7256 | 40 | 304.8516 | 80480.8353 | Yes | PRA
1.2.1.1.3.3 | 3-pack Radio Unit RUS 01B0 (900P MHz) 20W Activation incl. |  |  | 1 | 7895 | 173690 | 40 | 4737 | 104214 | Yes | PRA
1.2.1.1.3.4 | Digital Unit DUG 20 Basic HW Module (excl.Activation Keys) for E1/T1 |  |  | 1 | 1400.7386 | 30816.2486 | 40 | 840.4431 | 18489.7491 | Yes | PRA
1.2.1.1.3.5 | PSU 230VAC: Power Supply Unit, 230 VAC |  |  | 3 | 313.7654 | 20708.519 | 40 | 188.2593 | 12425.1114 | Yes | PRA
1.2.1.1.3.6 | Additional PDU (Power Distribution Unit) for additional RU a |  |  | 1 | 491.9394 | 10822.6665 | 40 | 295.1636 | 6493.5999 | Yes | PRA
1.2.1.1.3.7 | RBS 6102 Cabinet for up to 12 RU, 230 VAC (no RU, no PSU incl.) |  |  | 0 | 7640 | 0 | 40 | 4584 | 0 | Yes | PRA
1.2.1.1.3.8 | RBS 6102 Cabinet for up to 6 RU, 230 VAC (no RU, no PSU incl.) |  |  | 1 | 5940.163 | 130683.5859 | 40 | 3564.0978 | 78410.1515 | Yes | PRA
1.2.1.1.3.9 | Cabinet Expansion kit from 6 RU to 12 RU (no RU incl.) |  |  | 0 | 666.3441 | 0 | 40 | 399.8064 | 0 | Yes | PRA
1.2.1.1.3.10 | Output Power HWAC 20W->40W (per RU) |  |  | 3 | 967.9358 | 63883.7642 | 40 | 580.7615 | 38330.2585 | Yes | PRA
1.2.1.1.3.11 | Output Power HWAC 40W->60W (per RU) |  |  | 3 | 967.9358 | 63883.7642 | 40 | 580.7615 | 38330.2585 | Yes | PRA
1.2.1.1.3.12 | Prepared for internal battery back-up two shelves |  |  | 1 | 1527.5309 | 33605.6794 | 40 | 916.5185 | 20163.4076 | Yes | PRA
1.2.1.1.3.13 | BFU, Battery Fuse Unit |  |  | 1 | 594.8555 | 13086.8203 | 40 | 356.9133 | 7852.0922 | Yes | PRA
1.2.1.1.3.14 | Battery set, 48V/100 Ah,incl.cable set for RBS 6102 |  |  | 0 | 5209 | 0 | 40 | 3125.4 | 0 | Yes | PRA
1.2.1.1.3.15 | SAU Support Alarm Unit |  |  | 1 | 275.4361 | 6059.5951 | 40 | 165.2617 | 3635.757 | Yes | PRA
1.2.1.1.3.16 | Service Outlet |  |  | 1 | 78.1867 | 1720.107 | 40 | 46.912 | 1032.0642 | Yes | PRA
1.2.1.1.3.17 | Smoke Detector kit |  |  | 1 | 823.9017 | 18125.8373 | 40 | 494.341 | 10875.5024 | Yes | PRA
1.2.1.1.3.18 | External Alarm OVP (8 ports) |  |  | 1 | 270.6227 | 5953.6992 | 40 | 162.3736 | 3572.2195 | Yes | PRA
1.2.1.1.3.19 | Door Handle |  |  | 0 | 119.0755 | 0 | 40 | 71.4453 | 0 | Yes | PRA
1.2.1.1.3.20 | Lifting Eyes |  |  | 1 | 56.5262 | 1243.5757 | 40 | 33.9157 | 746.1454 | Yes | PRA
1.2.1.1.3.21 | Door Lock + key type (Customer Specific) |  |  | 1 | 212.8868 | 4683.5095 | 40 | 127.7321 | 2810.1057 | Yes | PRA
1.2.1.1.3.22 | Service Light |  |  | 1 | 206.8764 | 4551.2798 | 40 | 124.1258 | 2730.7679 | Yes | PRA
1.2.1.1.3.23 | 3-pack Radio Unit RUS 01B2 (1900MHz) 20W HW Activation incl. |  |  | 0 | 8039 | 0 | 40 | 4823.4 | 0 | Yes | PRA
1.2.1.1.3.24 | Single Radio Unit RUS 01B2 (1900MHz) 20W HW Activation incl. |  |  | 0 | 3215 | 0 | 40 | 1929 | 0 | Yes | PRA
1.2.1.1.3.25 | Adaptor Frame 6102 |  |  | 1 | 1142.6334 | 25137.9345 | 40 | 685.58 | 15082.7607 | Yes | PRA
1.2.1.2 | 2G Indoor (Co-Site 3G) |  |  |  |  | 1983964.3523 | 40 |  | 1190378.6114
1.2.1.2.1 | Additional Output Power HWAC 60W->80W (per RU) |  |  | 89 | 967.9358 | 86146.288 | 40 | 580.7615 | 51687.7728
1.2.1.2.1.1 | Output Power HWAC 60W->80W (per RU) |  |  | 1 | 967.9358 | 86146.288 | 40 | 580.7615 | 51687.7728 | Yes | PRA
1.2.1.2.2 | Battery set, 48V/100 Ah,incl.cable set for RBS 6102 (1 piece) |  |  | 67 | 5209 | 349003 | 40 | 3125.4 | 209401.8
1.2.1.2.2.1 | Battery set, 48V/100 Ah,incl.cable set for RBS 6102 |  |  | 1 | 5209 | 349003 | 40 | 3125.4 | 209401.8 | Yes | PRA
1.2.1.2.3 | RBS6102_1xRUS900E_1x(20=>40W)_1x(40=>60W)_4xGSM Carrier_1xDUG-20_1xRadioShelf_with Cabinet |  |  | 45 | 20776.5313 | 934943.9068 | 40 | 12465.9188 | 560966.3441
1.2.1.2.3.1 | Single Radio Unit RUS 01B0 (900P MHz) 20W HW Activation incl. |  |  | 0 | 3158 | 0 | 40 | 1894.8 | 0 | Yes | PRA
1.2.1.2.3.2 | GSM Cell Carrier (TRX equiv.) HWAC |  |  | 4 | 508.0861 | 91455.4947 | 40 | 304.8516 | 54873.2968 | Yes | PRA
1.2.1.2.3.3 | Digital Unit DUG 20 Basic HW Module (excl.Activation Keys) for E1/T1 |  |  | 1 | 1400.7386 | 63033.2357 | 40 | 840.4431 | 37819.9414 | Yes | PRA
1.2.1.2.3.4 | PSU 230VAC: Power Supply Unit, 230 VAC |  |  | 2 | 313.7654 | 28238.8896 | 40 | 188.2593 | 16943.3338 | Yes | PRA
1.2.1.2.3.5 | Additional PDU (Power Distribution Unit) for additional RU a |  |  | 1 | 491.9394 | 22137.2724 | 40 | 295.1636 | 13282.3634 | Yes | PRA
1.2.1.2.3.6 | RBS 6102 Cabinet for up to 12 RU, 230 VAC (no RU, no PSU incl.) |  |  | 0 | 7640 | 0 | 40 | 4584 | 0 | Yes | PRA
1.2.1.2.3.7 | RBS 6102 Cabinet for up to 6 RU, 230 VAC (no RU, no PSU incl.) |  |  | 1 | 5940.163 | 267307.3348 | 40 | 3564.0978 | 160384.4009 | Yes | PRA
1.2.1.2.3.8 | Cabinet Expansion kit from 6 RU to 12 RU (no RU incl.) |  |  | 0 | 666.3441 | 0 | 40 | 399.8064 | 0 | Yes | PRA
1.2.1.2.3.9 | Output Power HWAC 20W->40W (per RU) |  |  | 1 | 967.9358 | 43557.1119 | 40 | 580.7615 | 26134.2672 | Yes | PRA
1.2.1.2.3.10 | Output Power HWAC 40W->60W (per RU) |  |  | 1 | 967.9358 | 43557.1119 | 40 | 580.7615 | 26134.2672 | Yes | PRA
1.2.1.2.3.11 | Prepared for internal battery back-up two shelves |  |  | 1 | 1527.5309 | 68738.8896 | 40 | 916.5185 | 41243.3338 | Yes | PRA
1.2.1.2.3.12 | BFU, Battery Fuse Unit |  |  | 1 | 594.8555 | 26768.4961 | 40 | 356.9133 | 16061.0977 | Yes | PRA
1.2.1.2.3.13 | Battery set, 48V/100 Ah,incl.cable set for RBS 6102 |  |  | 0 | 5209 | 0 | 40 | 3125.4 | 0 | Yes | PRA
1.2.1.2.3.14 | SAU Support Alarm Unit |  |  | 1 | 275.4361 | 12394.6263 | 40 | 165.2617 | 7436.7758 | Yes | PRA
1.2.1.2.3.15 | Service Outlet |  |  | 1 | 78.1867 | 3518.4006 | 40 | 46.912 | 2111.0404 | Yes | PRA
1.2.1.2.3.16 | Smoke Detector kit |  |  | 1 | 823.9017 | 37075.5762 | 40 | 494.341 | 22245.3457 | Yes | PRA
1.2.1.2.3.17 | External Alarm OVP (8 ports) |  |  | 1 | 270.6227 | 12178.0211 | 40 | 162.3736 | 7306.8127 | Yes | PRA
1.2.1.2.3.18 | Door Handle |  |  | 0 | 119.0755 | 0 | 40 | 71.4453 | 0 | Yes | PRA
1.2.1.2.3.19 | Lifting Eyes |  |  | 1 | 56.5262 | 2543.6776 | 40 | 33.9157 | 1526.2065 | Yes | PRA
1.2.1.2.3.20 | Door Lock + key type (Customer Specific) |  |  | 1 | 212.8868 | 9579.9058 | 40 | 127.7321 | 5747.9435 | Yes | PRA
1.2.1.2.3.21 | Service Light |  |  | 1 | 206.8764 | 9309.4359 | 40 | 124.1258 | 5585.6615 | Yes | PRA
1.2.1.2.3.22 | Single Radio Unit RUS 01B8 (900E MHz) 20W HW Activation incl. |  |  | 1 | 3158.4872 | 142131.9241 | 40 | 1895.0923 | 85279.1545 | Yes | PRA
1.2.1.2.3.23 | 3-pack Radio Unit RUS 01B2 (1900MHz) 20W HW Activation incl. |  |  | 0 | 8039 | 0 | 40 | 4823.4 | 0 | Yes | PRA
1.2.1.2.3.24 | Single Radio Unit RUS 01B2 (1900MHz) 20W HW Activation incl. |  |  | 0 | 3215 | 0 | 40 | 1929 | 0 | Yes | PRA
1.2.1.2.3.25 | Adaptor Frame 6102 |  |  | 1 | 1142.6334 | 51418.5025 | 40 | 685.58 | 30851.1015 | Yes | PRA
1.2.1.2.4 | RBS6102_2xRUS900E_2x(20=>40W)_2x(40=>60W)_8xGSM Carrier_1xDUG-20_1xRadioShelf_with Cabinet |  |  | 22 | 27903.2344 | 613871.1575 | 40 | 16741.9407 | 368322.6945
1.2.1.2.4.1 | Single Radio Unit RUS 01B0 (900P MHz) 20W HW Activation incl. |  |  | 0 | 3158 | 0 | 40 | 1894.8 | 0 | Yes | PRA
1.2.1.2.4.2 | GSM Cell Carrier (TRX equiv.) HWAC |  |  | 8 | 508.0861 | 89423.1504 | 40 | 304.8516 | 53653.8902 | Yes | PRA
1.2.1.2.4.3 | Digital Unit DUG 20 Basic HW Module (excl.Activation Keys) for E1/T1 |  |  | 1 | 1400.7386 | 30816.2486 | 40 | 840.4431 | 18489.7491 | Yes | PRA
1.2.1.2.4.4 | PSU 230VAC: Power Supply Unit, 230 VAC |  |  | 2 | 313.7654 | 13805.6794 | 40 | 188.2593 | 8283.4076 | Yes | PRA
1.2.1.2.4.5 | Additional PDU (Power Distribution Unit) for additional RU a |  |  | 1 | 491.9394 | 10822.6665 | 40 | 295.1636 | 6493.5999 | Yes | PRA
1.2.1.2.4.6 | RBS 6102 Cabinet for up to 12 RU, 230 VAC (no RU, no PSU incl.) |  |  | 0 | 7640 | 0 | 40 | 4584 | 0 | Yes | PRA
1.2.1.2.4.7 | RBS 6102 Cabinet for up to 6 RU, 230 VAC (no RU, no PSU incl.) |  |  | 1 | 5940.163 | 130683.5859 | 40 | 3564.0978 | 78410.1515 | Yes | PRA
1.2.1.2.4.8 | Cabinet Expansion kit from 6 RU to 12 RU (no RU incl.) |  |  | 0 | 666.3441 | 0 | 40 | 399.8064 | 0 | Yes | PRA
1.2.1.2.4.9 | Output Power HWAC 20W->40W (per RU) |  |  | 2 | 967.9358 | 42589.1761 | 40 | 580.7615 | 25553.5057 | Yes | PRA
1.2.1.2.4.10 | Output Power HWAC 40W->60W (per RU) |  |  | 2 | 967.9358 | 42589.1761 | 40 | 580.7615 | 25553.5057 | Yes | PRA
1.2.1.2.4.11 | Prepared for internal battery back-up two shelves |  |  | 1 | 1527.5309 | 33605.6794 | 40 | 916.5185 | 20163.4076 | Yes | PRA
1.2.1.2.4.12 | BFU, Battery Fuse Unit |  |  | 1 | 594.8555 | 13086.8203 | 40 | 356.9133 | 7852.0922 | Yes | PRA
1.2.1.2.4.13 | Battery set, 48V/100 Ah,incl.cable set for RBS 6102 |  |  | 0 | 5209 | 0 | 40 | 3125.4 | 0 | Yes | PRA
1.2.1.2.4.14 | SAU Support Alarm Unit |  |  | 1 | 275.4361 | 6059.5951 | 40 | 165.2617 | 3635.757 | Yes | PRA
1.2.1.2.4.15 | Service Outlet |  |  | 1 | 78.1867 | 1720.107 | 40 | 46.912 | 1032.0642 | Yes | PRA
1.2.1.2.4.16 | Smoke Detector kit |  |  | 1 | 823.9017 | 18125.8373 | 40 | 494.341 | 10875.5024 | Yes | PRA
1.2.1.2.4.17 | External Alarm OVP (8 ports) |  |  | 1 | 270.6227 | 5953.6992 | 40 | 162.3736 | 3572.2195 | Yes | PRA
1.2.1.2.4.18 | Door Handle |  |  | 0 | 119.0755 | 0 | 40 | 71.4453 | 0 | Yes | PRA
1.2.1.2.4.19 | Lifting Eyes |  |  | 1 | 56.5262 | 1243.5757 | 40 | 33.9157 | 746.1454 | Yes | PRA
1.2.1.2.4.20 | Door Lock + key type (Customer Specific) |  |  | 1 | 212.8868 | 4683.5095 | 40 | 127.7321 | 2810.1057 | Yes | PRA
1.2.1.2.4.21 | Service Light |  |  | 1 | 206.8764 | 4551.2798 | 40 | 124.1258 | 2730.7679 | Yes | PRA
1.2.1.2.4.22 | Single Radio Unit RUS 01B8 (900E MHz) 20W HW Activation incl. |  |  | 2 | 3158.4872 | 138973.4369 | 40 | 1895.0923 | 83384.0621 | Yes | PRA
1.2.1.2.4.23 | 3-pack Radio Unit RUS 01B2 (1900MHz) 20W HW Activation incl. |  |  | 0 | 8039 | 0 | 40 | 4823.4 | 0 | Yes | PRA
1.2.1.2.4.24 | Single Radio Unit RUS 01B2 (1900MHz) 20W HW Activation incl. |  |  | 0 | 3215 | 0 | 40 | 1929 | 0 | Yes | PRA
1.2.1.2.4.25 | Adaptor Frame 6102 |  |  | 1 | 1142.6334 | 25137.9345 | 40 | 685.58 | 15082.7607 | Yes | PRA
1.2.1.3 | 2G Outdoor (Stand-Alone) |  |  |  |  | 209380.2445 | 40 |  | 125628.1467
1.2.1.3.1 | Additional Output Power HWAC 60W->80W (per RU) |  |  | 15 | 967.9358 | 14519.0373 | 40 | 580.7615 | 8711.4224
1.2.1.3.1.1 | Output Power HWAC 60W->80W (per RU) |  |  | 1 | 967.9358 | 14519.0373 | 40 | 580.7615 | 8711.4224 | Yes | PRA
1.2.1.3.2 | Battery set, 48V/100 Ah,incl.cable set for RBS 6102 (1 piece) |  |  | 5 | 5209 | 26045 | 40 | 3125.4 | 15627
1.2.1.3.2.1 | Battery set, 48V/100 Ah,incl.cable set for RBS 6102 |  |  | 1 | 5209 | 26045 | 40 | 3125.4 | 15627 | Yes | PRA
1.2.1.3.3 | RBS6102_3xRUS900P_3x(20=>40W)_3x(40=>60W)_12xGSM Carrier_1xDUG-20_1xRadioShelf_with Cabinet |  |  | 5 | 33763.2414 | 168816.2072 | 40 | 20257.9449 | 101289.7243
1.2.1.3.3.1 | Single Radio Unit RUS 01B0 (900P MHz) 20W HW Activation incl. |  |  | 0 | 3158 | 0 | 40 | 1894.8 | 0 | Yes | PRA
1.2.1.3.3.2 | GSM Cell Carrier (TRX equiv.) HWAC |  |  | 12 | 508.0861 | 30485.1649 | 40 | 304.8516 | 18291.0989 | Yes | PRA
1.2.1.3.3.3 | 3-pack Radio Unit RUS 01B0 (900P MHz) 20W Activation incl. |  |  | 1 | 7895 | 39475 | 40 | 4737 | 23685 | Yes | PRA
1.2.1.3.3.4 | Digital Unit DUG 20 Basic HW Module (excl.Activation Keys) for E1/T1 |  |  | 1 | 1400.7386 | 7003.6929 | 40 | 840.4431 | 4202.2157 | Yes | PRA
1.2.1.3.3.5 | PSU 230VAC: Power Supply Unit, 230 VAC |  |  | 3 | 313.7654 | 4706.4816 | 40 | 188.2593 | 2823.889 | Yes | PRA
1.2.1.3.3.6 | Additional PDU (Power Distribution Unit) for additional RU a |  |  | 1 | 491.9394 | 2459.6969 | 40 | 295.1636 | 1475.8182 | Yes | PRA
1.2.1.3.3.7 | RBS 6102 Cabinet for up to 12 RU, 230 VAC (no RU, no PSU incl.) |  |  | 0 | 7640 | 0 | 40 | 4584 | 0 | Yes | PRA
1.2.1.3.3.8 | RBS 6102 Cabinet for up to 6 RU, 230 VAC (no RU, no PSU incl.) |  |  | 1 | 5940.163 | 29700.815 | 40 | 3564.0978 | 17820.489 | Yes | PRA
1.2.1.3.3.9 | Cabinet Expansion kit from 6 RU to 12 RU (no RU incl.) |  |  | 0 | 666.3441 | 0 | 40 | 399.8064 | 0 | Yes | PRA
1.2.1.3.3.10 | Output Power HWAC 20W->40W (per RU) |  |  | 3 | 967.9358 | 14519.0373 | 40 | 580.7615 | 8711.4224 | Yes | PRA
1.2.1.3.3.11 | Output Power HWAC 40W->60W (per RU) |  |  | 3 | 967.9358 | 14519.0373 | 40 | 580.7615 | 8711.4224 | Yes | PRA
1.2.1.3.3.12 | Prepared for internal battery back-up two shelves |  |  | 1 | 1527.5309 | 7637.6544 | 40 | 916.5185 | 4582.5926 | Yes | PRA
1.2.1.3.3.13 | BFU, Battery Fuse Unit |  |  | 1 | 594.8555 | 2974.2773 | 40 | 356.9133 | 1784.5664 | Yes | PRA
1.2.1.3.3.14 | Battery set, 48V/100 Ah,incl.cable set for RBS 6102 |  |  | 0 | 5209 | 0 | 40 | 3125.4 | 0 | Yes | PRA
1.2.1.3.3.15 | SAU Support Alarm Unit |  |  | 1 | 275.4361 | 1377.1807 | 40 | 165.2617 | 826.3084 | Yes | PRA
1.2.1.3.3.16 | Service Outlet |  |  | 1 | 78.1867 | 390.9334 | 40 | 46.912 | 234.56 | Yes | PRA
1.2.1.3.3.17 | Smoke Detector kit |  |  | 1 | 823.9017 | 4119.5085 | 40 | 494.341 | 2471.7051 | Yes | PRA
1.2.1.3.3.18 | External Alarm OVP (8 ports) |  |  | 1 | 270.6227 | 1353.1135 | 40 | 162.3736 | 811.8681 | Yes | PRA
1.2.1.3.3.19 | Door Handle |  |  | 0 | 119.0755 | 0 | 40 | 71.4453 | 0 | Yes | PRA
1.2.1.3.3.20 | Lifting Eyes |  |  | 1 | 56.5262 | 282.6308 | 40 | 33.9157 | 169.5785 | Yes | PRA
1.2.1.3.3.21 | Door Lock + key type (Customer Specific) |  |  | 1 | 212.8868 | 1064.434 | 40 | 127.7321 | 638.6604 | Yes | PRA
1.2.1.3.3.22 | Service Light |  |  | 1 | 206.8764 | 1034.3818 | 40 | 124.1258 | 620.6291 | Yes | PRA
1.2.1.3.3.23 | 3-pack Radio Unit RUS 01B2 (1900MHz) 20W HW Activation incl. |  |  | 0 | 8039 | 0 | 40 | 4823.4 | 0 | Yes | PRA
1.2.1.3.3.24 | Single Radio Unit RUS 01B2 (1900MHz) 20W HW Activation incl. |  |  | 0 | 3215 | 0 | 40 | 1929 | 0 | Yes | PRA
1.2.1.3.3.25 | Adaptor Frame 6102 |  |  | 1 | 1142.6334 | 5713.1669 | 40 | 685.58 | 3427.9002 | Yes | PRA
1.2.1.4 | 2G Indoor (Stand-Alone) |  |  |  |  | 159077.4788 | 40 |  | 95446.4873
1.2.1.4.1 | Additional Output Power HWAC 60W->80W (per RU) |  |  | 7 | 967.9358 | 6775.5507 | 40 | 580.7615 | 4065.3304
1.2.1.4.1.1 | Output Power HWAC 60W->80W (per RU) |  |  | 1 | 967.9358 | 6775.5507 | 40 | 580.7615 | 4065.3304 | Yes | PRA
1.2.1.4.2 | Battery set, 48V/100 Ah (NSB) for BBS 6201 (1 piece) |  |  | 2 | 1419 | 2838 | 40 | 851.4 | 1702.8
1.2.1.4.2.1 | Battery set, 48V/100 Ah (NSB) |  |  | 1 | 1419 | 2838 | 40 | 851.4 | 1702.8 | Yes | PRA
1.2.1.4.3 | BBS6201-No Batt. |  |  | 2 | 1300.84 | 2601.68 | 40 | 780.504 | 1561.008
1.2.1.4.3.1 | RBS 6201 interface |  |  | 1 | 290.63 | 581.26 | 40 | 174.378 | 348.756 | Yes | PRA
1.2.1.4.3.2 | RBS DC cable, 20 m (< 2x10m), 50 mm2 |  |  | 1 | 297 | 594 | 40 | 178.2 | 356.4 | Yes | PRA
1.2.1.4.3.3 | Battery set, 48V/100 Ah (NSB) |  |  | 0 | 1419 | 0 | 40 | 851.4 | 0 | Yes | PRA
1.2.1.4.3.4 | Compact rack with PCU-DC |  |  | 1 | 713.21 | 1426.42 | 40 | 427.926 | 855.852 | Yes | PRA
1.2.1.4.4 | BBU6101 (170Ah) (No Batteries) |  |  | 5 | 5811.78 | 29058.9 | 40 | 3487.068 | 17435.34
1.2.1.4.4.1 | Standard Door Lock/Key |  |  | 1 | 121.31 | 606.55 | 40 | 72.786 | 363.93 | Yes | PRA
1.2.1.4.4.2 | BBU 6101 with Active Cooling |  |  | 1 | 5658.47 | 28292.35 | 40 | 3395.082 | 16975.41 | Yes | PRA
1.2.1.4.4.3 | Outdoor Battery Accessory Kit |  |  | 1 | 32 | 160 | 40 | 19.2 | 96 | Yes | PRA
1.2.1.4.5 | NSB Std Battery Set, 48V/170Ah For BBU6101 (1 Set) |  |  | 5 | 2153.15 | 10765.75 | 40 | 1291.89 | 6459.45
1.2.1.4.5.1 | Battery Set, 48V/170 Ah (NSB Std) |  |  | 1 | 2153.15 | 10765.75 | 40 | 1291.89 | 6459.45 | Yes | PRA
1.2.1.4.6 | Parts for RBS6201 External Alarm |  |  | 2 | 709.71 | 1419.42 | 40 | 425.826 | 851.652
1.2.1.4.6.1 | PRODUCT PACKAGE/RBS DF-OVP for indoor RB (FAP1300289) |  |  | 1 | 709.71 | 1419.42 | 40 | 425.826 | 851.652 | Yes | PRT
Price Objects
1.2.1.4.6.1.1 | DISTRIBUTION FRAME/DF-OVP FOR GSM & WCDM | INF 901 6089/30 |  | 1 | 96.1 | 96.1 | 40 | 57.66 | 57.66
1.2.1.4.6.1.2 | OVP kit, 8 Ext Alarm for SAU | INF 901 6089/40 |  | 1 | 84.08 | 84.08 | 40 | 50.448 | 50.448
1.2.1.4.6.1.3 | SAU kit, DF-OVP V2, 10m | INF 901 6089/38 |  | 1 | 529.53 | 529.53 | 40 | 317.718 | 317.718
1.2.1.4.7 | RBS6101 1xRUS_1xDUG20_Stand-Alone |  |  | 5 | 16551.6873 | 82758.4363 | 40 | 9931.0124 | 49655.0618
1.2.1.4.7.1 | BFU, Battery Fuse Unit |  |  | 1 | 594.8555 | 2974.2773 | 40 | 356.9133 | 1784.5664 | Yes | PRA
1.2.1.4.7.2 | Output Power HWAC 20W->40W (per RU) |  |  | 1 | 967.9358 | 4839.6791 | 40 | 580.7615 | 2903.8075 | Yes | PRA
1.2.1.4.7.3 | Service Outlet |  |  | 0 | 78.1867 | 0 | 40 | 46.912 | 0 | Yes | PRA
1.2.1.4.7.4 | Smoke Detector kit |  |  | 0 | 823.9017 | 0 | 40 | 494.341 | 0 | Yes | PRA
1.2.1.4.7.5 | PSU 230VAC: Power Supply Unit, 230 VAC |  |  | 2 | 313.7654 | 3137.6544 | 40 | 188.2593 | 1882.5926 | Yes | PRA
1.2.1.4.7.6 | RBS 6101 Cabinet, 230 VAC (no RU, no PSU incl.) |  |  | 1 | 6097.033 | 30485.1649 | 40 | 3658.2198 | 18291.0989 | Yes | PRA
1.2.1.4.7.7 | Single Radio Unit RUS 01B8 (900E MHz) 20W HW Activation incl. |  |  | 1 | 3158.4872 | 15792.436 | 40 | 1895.0923 | 9475.4616 | Yes | PRA
1.2.1.4.7.8 | Output Power HWAC 40W->60W (per RU) |  |  | 1 | 967.9358 | 4839.6791 | 40 | 580.7615 | 2903.8075 | Yes | PRA
1.2.1.4.7.9 | Digital Unit DUG 20 Basic HW Module (excl.Activation Keys) for E1/T1 |  |  | 1 | 1400.7386 | 7003.6929 | 40 | 840.4431 | 4202.2157 | Yes | PRA
1.2.1.4.7.10 | Additional PDU (Power Distribution Unit) for additional RU a |  |  | 1 | 491.9394 | 2459.6969 | 40 | 295.1636 | 1475.8182 | Yes | PRA
1.2.1.4.7.11 | GSM Cell Carrier (TRX equiv.) HWAC |  |  | 4 | 508.0861 | 10161.7216 | 40 | 304.8516 | 6097.033 | Yes | PRA
1.2.1.4.7.12 | SAU Support Alarm Unit |  |  | 0 | 275.4361 | 0 | 40 | 165.2617 | 0 | Yes | PRA
1.2.1.4.7.13 | External Alarm OVP (8 ports) |  |  | 0 | 270.6227 | 0 | 40 | 162.3736 | 0 | Yes | PRA
1.2.1.4.7.14 | Door Lock + key type (Customer Specific) |  |  | 1 | 212.8868 | 1064.434 | 40 | 127.7321 | 638.6604 | Yes | PRA
1.2.1.4.7.15 | Service Light |  |  | 0 | 206.8764 | 0 | 40 | 124.1258 | 0 | Yes | PRA
1.2.1.4.8 | RBS6201_1xRUS900P_1x(20=>40W)_1x(40=>60W)_4xGSM Carrier_1xDUG-20_1xRadioShelf_with Cabinet |  |  | 2 | 10837.8709 | 21675.7418 | 40 | 6502.7225 | 13005.4451
1.2.1.4.8.1 | Single Radio Unit RUS 01B0 (900P MHz) 20W HW Activation incl. |  |  | 0 | 3158 | 0 | 40 | 1894.8 | 0 | Yes | PRA
1.2.1.4.8.2 | GSM Cell Carrier (TRX equiv.) HWAC |  |  | 4 | 508.0861 | 4064.6887 | 40 | 304.8516 | 2438.8132 | Yes | PRA
1.2.1.4.8.3 | 3-pack Radio Unit RUS 01B0 (900P MHz) 20W Activation incl. |  |  | 0 | 7895 | 0 | 40 | 4737 | 0 | Yes | PRA
1.2.1.4.8.4 | Digital Unit DUG 20 Basic HW Module (excl.Activation Keys) for E1/T1 |  |  | 1 | 1400.7386 | 2801.4771 | 40 | 840.4431 | 1680.8863 | Yes | PRA
1.2.1.4.8.5 | RBS 6201 Cabinet for up to 12 RU, 230 VAC (no RU, no PSU incl.) |  |  | 0 | 3038.6731 | 0 | 40 | 1823.2039 | 0 | Yes | PRA
1.2.1.4.8.6 | PSU 230VAC: Power Supply Unit, 230 VAC |  |  | 3 | 313.7654 | 1882.5926 | 40 | 188.2593 | 1129.5556 | Yes | PRA
1.2.1.4.8.7 | RBS 6201 Cabinet for up to 6 RU, 230 VAC (no RU, no PSU incl.) |  |  | 1 | 2631.3511 | 5262.7022 | 40 | 1578.8106 | 3157.6213 | Yes | PRA
1.2.1.4.8.8 | Additional PDU (Power Distribution Unit) for additional RU a |  |  | 1 | 491.9394 | 983.8788 | 40 | 295.1636 | 590.3273 | Yes | PRA
1.2.1.4.8.9 | Cabinet Expansion kit from 6 RU to 12 RU (no RU incl.) |  |  | 0 | 666.3441 | 0 | 40 | 399.8064 | 0 | Yes | PRA
1.2.1.4.8.10 | Output Power HWAC 20W->40W (per RU) |  |  | 1 | 967.9358 | 1935.8716 | 40 | 580.7615 | 1161.523 | Yes | PRA
1.2.1.4.8.11 | Output Power HWAC 40W->60W (per RU) |  |  | 1 | 967.9358 | 1935.8716 | 40 | 580.7615 | 1161.523 | Yes | PRA
1.2.1.4.8.12 | BFU, Battery Fuse Unit |  |  | 1 | 594.8555 | 1189.7109 | 40 | 356.9133 | 713.8266 | Yes | PRA
1.2.1.4.8.13 | SAU Support Alarm Unit |  |  | 1 | 275.4361 | 550.8723 | 40 | 165.2617 | 330.5234 | Yes | PRA
1.2.1.4.8.14 | External Alarm OVP (8 ports) |  |  | 1 | 270.6227 | 541.2454 | 40 | 162.3736 | 324.7472 | Yes | PRA
1.2.1.4.8.15 | Fastening Screws for concrete (BF or cabinet) |  |  | 1 | 36.0881 | 72.1762 | 40 | 21.6529 | 43.3057 | Yes | PRA
1.2.1.4.8.16 | 3-pack Radio Unit RUS 01B2 (1900MHz) 20W HW Activation incl. |  |  | 0 | 8039 | 0 | 40 | 4823.4 | 0 | Yes | PRA
1.2.1.4.8.17 | Single Radio Unit RUS 01B2 (1900MHz) 20W HW Activation incl. |  |  | 0 | 3215 | 0 | 40 | 1929 | 0 | Yes | PRA
1.2.1.4.8.18 | Base Frame 6201 |  |  | 1 | 227.3271 | 454.6543 | 40 | 136.3963 | 272.7926 | Yes | PRA
1.2.1.4.9 | SAU for RBS6201 |  |  | 2 | 592 | 1184 | 40 | 355.2 | 710.4
1.2.1.4.9.1 | PRODUCT PACKAGE/SP RBS 6102 Large Outdoo (FAP1302026) |  |  | 1 | 592 | 1184 | 40 | 355.2 | 710.4 | Yes | PRT
Price Objects
1.2.1.4.9.1.1 | SAU;Support Alarm Unit | ZHY 601 17/1 |  | 1 | 592 | 592 | 40 | 355.2 | 355.2
1.2.2 | 02 2G Software |  |  |  |  | 1577395.68 |  |  | 946437.408
1.2.2.1 | 2G For RBS SW_Indoor |  |  |  |  | 855536.64 | 40 |  | 513321.984
1.2.2.1.1 | GSM RBS SW per TRX (TPCM only) |  |  | 384 | 2227.96 | 855536.64 | 40 | 1336.776 | 513321.984
1.2.2.1.1.1 | GSM RBS SW per TRX |  |  | 1 | 2227.96 | 855536.64 | 40 | 1336.776 | 513321.984 | Yes
1.2.2.2 | 2G For RBS SW_Outdoor |  |  |  |  | 721859.04 | 40 |  | 433115.424
1.2.2.2.1 | GSM RBS SW per TRX (TPCM only) |  |  | 324 | 2227.96 | 721859.04 | 40 | 1336.776 | 433115.424
1.2.2.2.1.1 | GSM RBS SW per TRX |  |  | 1 | 2227.96 | 721859.04 | 40 | 1336.776 | 433115.424 | Yes
1.2.3 | 04 Licenses |  |  |  |  | 0 |  |  | 0
1.2.3.1 | 2G/3G new RAN Optional_1844 |  |  |  |  | 0 | 0 |  | 0
1.2.3.1.1 | DUMMY (to be deleted) |  |  | 1 | 0 | 0 | 0 | 0 | 0
1.2.3.1.1.1 | EQUIP. RADIO CABINET |  |  | 1 | 0 | 0 | 0 | 0 | 0 | Yes | PRT
1.2.3.2 | ADD-ON 2G/3G new RAN Optional_1848 |  |  |  |  | 0 | 0 |  | 0
1.2.3.2.1 | DUMMY (to be deleted) |  |  | 1 | 0 | 0 | 0 | 0 | 0
1.2.3.2.1.1 | EQUIP. RADIO CABINET |  |  | 1 | 0 | 0 | 0 | 0 | 0 | Yes | PRT
1.2.4 | 01 Hardware 3G |  |  |  |  | 13848252.1209 |  |  | 8308951.2725
1.2.4.1 | 3G Outdoor (Co-Site 2G) |  |  |  |  | 1548797.1341 | 40 |  | 929278.2805
1.2.4.1.1 | Battery set, 48V/100 Ah,incl.cable set for RBS 6102 (1 piece) |  |  | 22 | 5209 | 114598 | 40 | 3125.4 | 68758.8
1.2.4.1.1.1 | Battery set, 48V/100 Ah,incl.cable set for RBS 6102 |  |  | 1 | 5209 | 114598 | 40 | 3125.4 | 68758.8 | Yes | PRA
1.2.4.1.2 | DUW BB HW Activation Fee CE DL p.16CE |  |  | 88 | 214.5295 | 18878.5942 | 40 | 128.7177 | 11327.1565
1.2.4.1.2.1 | WCDMA CE DL HWAC (per 16CE) |  |  | 1 | 214.5295 | 18878.5942 | 40 | 128.7177 | 11327.1565 | Yes | PRA
1.2.4.1.3 | DUW BB HW Activation Fee CE UL p.16CE |  |  | 352 | 214.5295 | 75514.3767 | 40 | 128.7177 | 45308.626
1.2.4.1.3.1 | WCDMA CE UL HWAC (per 16CE) |  |  | 1 | 214.5295 | 75514.3767 | 40 | 128.7177 | 45308.626 | Yes | PRA
1.2.4.1.4 | DUW BB HW Activation Fee HS Codes p.5 HS-codes |  |  | 198 | 256.7299 | 50832.5226 | 40 | 154.0379 | 30499.5136
1.2.4.1.4.1 | WCDMA HS Codes HWAC (per 5HS-Codes) |  |  | 1 | 256.7299 | 50832.5226 | 40 | 154.0379 | 30499.5136 | Yes | PRA
1.2.4.1.5 | RBS6102 WCDMA 3x2 30Wpcc to 3x3 30/40Wpcc_DUW30/30(0UL/0DL/45Code)_Rev A |  |  | 22 | 23843.4611 | 524556.1441 | 40 | 14306.0767 | 314733.6865
1.2.4.1.5.1 | Digital Unit DUW 30 Basic HW Module (excl.HWA, SFP) |  |  | 1 | 10880.4661 | 239370.2534 | 40 | 6528.2796 | 143622.152 | Yes | PRA
1.2.4.1.5.2 | Output Power HWAC 20W->40W (per RU) |  |  | 3 | 967.9358 | 63883.7642 | 40 | 580.7615 | 38330.2585 | Yes | PRA
1.2.4.1.5.3 | WCDMA Cell Carrier HWAC |  |  | 3 | 862.8677 | 56949.2678 | 40 | 517.7206 | 34169.5607 | Yes | PRA
1.2.4.1.5.4 | WCDMA CE UL HWAC (per 16CE) |  |  | 0 | 214.5295 | 0 | 40 | 128.7177 | 0 | Yes | PRA
1.2.4.1.5.5 | WCDMA HS Codes HWAC (per 5HS-Codes) |  |  | 9 | 256.7299 | 50832.5226 | 40 | 154.0379 | 30499.5136 | Yes | PRA
1.2.4.1.5.6 | 3-pack WCDMA Radio Unit RUW 01B1 (2100 MHz) 20W HW Activation incl. |  |  | 1 | 5160.0153 | 113520.3362 | 40 | 3096.0092 | 68112.2017 | Yes | PRA
1.2.4.1.6 | RBS6102 WCDMA 3x2 30Wpcc_DUW30(0UL/0DL/45Code)_Rev A (Exclude Cabinet) |  |  | 22 | 34746.2498 | 764417.4965 | 40 | 20847.7499 | 458650.4979
1.2.4.1.6.1 | Digital Unit DUW 30 Basic HW Module (excl.HWA, SFP) |  |  | 1 | 10880.4661 | 239370.2534 | 40 | 6528.2796 | 143622.152 | Yes | PRA
1.2.4.1.6.2 | Additional PDU (Power Distribution Unit) for additional RU a |  |  | 0 | 491.9394 | 0 | 40 | 295.1636 | 0 | Yes | PRA
1.2.4.1.6.3 | Prepared for internal battery back-up one shelf |  |  | 1 | 926.1429 | 20375.1433 | 40 | 555.6857 | 12225.086 | Yes | PRA
1.2.4.1.6.4 | Extended Cimate System |  |  | 1 | 1655.4183 | 36419.2029 | 40 | 993.251 | 21851.5217 | Yes | PRA
1.2.4.1.6.5 | SFP 1000BASE-LX40 DUAL RATE 1.25 40km for DUx |  |  | 1 | 537.6417 | 11828.1166 | 40 | 322.585 | 7096.87 | Yes | PRA
1.2.4.1.6.6 | PSU 230VAC: Power Supply Unit, 230 VAC |  |  | 2 | 313.7654 | 13805.6794 | 40 | 188.2593 | 8283.4076 | Yes | PRA
1.2.4.1.6.7 | RBS 6102 Cabinet for up to 6 RU, 230 VAC (no RU, no PSU incl.) |  |  | 0 | 5940.163 | 0 | 40 | 3564.0978 | 0 | Yes | PRA
1.2.4.1.6.8 | Cabinet Expansion kit from 6 RU to 12 RU (no RU incl.) |  |  | 1 | 666.3441 | 14659.5696 | 40 | 399.8064 | 8795.7418 | Yes | PRA
1.2.4.1.6.9 | Output Power HWAC 20W->40W (per RU) |  |  | 3 | 967.9358 | 63883.7642 | 40 | 580.7615 | 38330.2585 | Yes | PRA
1.2.4.1.6.10 | Output Power HWAC 40W->60W (per RU) |  |  | 3 | 967.9358 | 63883.7642 | 40 | 580.7615 | 38330.2585 | Yes | PRA
1.2.4.1.6.11 | WCDMA Cell Carrier HWAC |  |  | 6 | 862.8677 | 113898.5356 | 40 | 517.7206 | 68339.1214 | Yes | PRA
1.2.4.1.6.12 | Single WCDMA Radio Unit RUW 01 B1 (2100 MHz) 20W HW Activation incl. |  |  | 0 | 2064.001 | 0 | 40 | 1238.4006 | 0 | Yes | PRA
1.2.4.1.6.13 | WCDMA CE DL HWAC (per 16CE) |  |  | 0 | 214.5295 | 0 | 40 | 128.7177 | 0 | Yes | PRA
1.2.4.1.6.14 | WCDMA CE UL HWAC (per 16CE) |  |  | 0 | 214.5295 | 0 | 40 | 128.7177 | 0 | Yes | PRA
1.2.4.1.6.15 | WCDMA HS Codes HWAC (per 5HS-Codes) |  |  | 9 | 256.7299 | 50832.5226 | 40 | 154.0379 | 30499.5136 | Yes | PRA
1.2.4.1.6.16 | DUW Optional IP Optical Interface HWAC |  |  | 1 | 997.3004 | 21940.6087 | 40 | 598.3802 | 13164.3652 | Yes | PRA
1.2.4.1.6.17 | Prepared for internal battery back-up two shelves |  |  | 0 | 1527.5309 | 0 | 40 | 916.5185 | 0 | Yes | PRA
1.2.4.1.6.18 | BFU, Battery Fuse Unit |  |  | 0 | 594.8555 | 0 | 40 | 356.9133 | 0 | Yes | PRA
1.2.4.1.6.19 | Battery set, 48V/100 Ah,incl.cable set for RBS 6102 |  |  | 0 | 5209 | 0 | 40 | 3125.4 | 0 | Yes | PRA
1.2.4.1.6.20 | SAU Support Alarm Unit |  |  | 0 | 275.4361 | 0 | 40 | 165.2617 | 0 | Yes | PRA
1.2.4.1.6.21 | Service Outlet |  |  | 0 | 78.1867 | 0 | 40 | 46.912 | 0 | Yes | PRA
1.2.4.1.6.22 | Smoke Detector kit |  |  | 0 | 823.9017 | 0 | 40 | 494.341 | 0 | Yes | PRA
1.2.4.1.6.23 | External Alarm OVP (8 ports) |  |  | 0 | 270.6227 | 0 | 40 | 162.3736 | 0 | Yes | PRA
1.2.4.1.6.24 | Door Handle |  |  | 0 | 119.0755 | 0 | 40 | 71.4453 | 0 | Yes | PRA
1.2.4.1.6.25 | Lifting Eyes |  |  | 0 | 56.5262 | 0 | 40 | 33.9157 | 0 | Yes | PRA
1.2.4.1.6.26 | Door Lock + key type (Customer Specific) |  |  | 0 | 212.8868 | 0 | 40 | 127.7321 | 0 | Yes | PRA
1.2.4.1.6.27 | Service Light |  |  | 0 | 206.8764 | 0 | 40 | 124.1258 | 0 | Yes | PRA
1.2.4.1.6.28 | 3-pack WCDMA Radio Unit RUW 01B1 (2100 MHz) 20W HW Activation incl. |  |  | 1 | 5160.0153 | 113520.3362 | 40 | 3096.0092 | 68112.2017 | Yes | PRA
1.2.4.1.6.29 | Adaptor Frame 6102 |  |  | 0 | 1142.6334 | 0 | 40 | 685.58 | 0 | Yes | PRA
1.2.4.2 | 3G Outdoor (Stand-Alone) |  |  |  |  | 5568485.5809 | 40 |  | 3341091.3486
1.2.4.2.1 | Battery set, 48V/100 Ah,incl.cable set for RBS 6102 (1 piece) |  |  | 71 | 5209 | 369839 | 40 | 3125.4 | 221903.4
1.2.4.2.1.1 | Battery set, 48V/100 Ah,incl.cable set for RBS 6102 |  |  | 1 | 5209 | 369839 | 40 | 3125.4 | 221903.4 | Yes | PRA
1.2.4.2.2 | DUW BB HW Activation Fee CE DL p.16CE |  |  | 284 | 214.5295 | 60926.3721 | 40 | 128.7177 | 36555.8233
1.2.4.2.2.1 | WCDMA CE DL HWAC (per 16CE) |  |  | 1 | 214.5295 | 60926.3721 | 40 | 128.7177 | 36555.8233 | Yes | PRA
1.2.4.2.3 | DUW BB HW Activation Fee CE UL p.16CE |  |  | 1136 | 214.5295 | 243705.4883 | 40 | 128.7177 | 146223.293
1.2.4.2.3.1 | WCDMA CE UL HWAC (per 16CE) |  |  | 1 | 214.5295 | 243705.4883 | 40 | 128.7177 | 146223.293 | Yes | PRA
1.2.4.2.4 | DUW BB HW Activation Fee HS Codes p.5 HS-codes |  |  | 639 | 256.7299 | 164050.4139 | 40 | 154.0379 | 98430.2483
1.2.4.2.4.1 | WCDMA HS Codes HWAC (per 5HS-Codes) |  |  | 1 | 256.7299 | 164050.4139 | 40 | 154.0379 | 98430.2483 | Yes | PRA
1.2.4.2.5 | RBS6102 WCDMA 3x2 30Wpcc to 3x3 30/40Wpcc_DUW30/30(0UL/0DL/45Code)_Rev A |  |  | 71 | 23843.4611 | 1692885.7379 | 40 | 14306.0767 | 1015731.4428
1.2.4.2.5.1 | Digital Unit DUW 30 Basic HW Module (excl.HWA, SFP) |  |  | 1 | 10880.4661 | 772513.0905 | 40 | 6528.2796 | 463507.8543 | Yes | PRA
1.2.4.2.5.2 | Output Power HWAC 20W->40W (per RU) |  |  | 3 | 967.9358 | 206170.3298 | 40 | 580.7615 | 123702.1979 | Yes | PRA
1.2.4.2.5.3 | WCDMA Cell Carrier HWAC |  |  | 3 | 862.8677 | 183790.8188 | 40 | 517.7206 | 110274.4913 | Yes | PRA
1.2.4.2.5.4 | WCDMA CE UL HWAC (per 16CE) |  |  | 0 | 214.5295 | 0 | 40 | 128.7177 | 0 | Yes | PRA
1.2.4.2.5.5 | WCDMA HS Codes HWAC (per 5HS-Codes) |  |  | 9 | 256.7299 | 164050.4139 | 40 | 154.0379 | 98430.2483 | Yes | PRA
1.2.4.2.5.6 | 3-pack WCDMA Radio Unit RUW 01B1 (2100 MHz) 20W HW Activation incl. |  |  | 1 | 5160.0153 | 366361.0849 | 40 | 3096.0092 | 219816.651 | Yes | PRA
1.2.4.2.6 | RBS6102 WCDMA 3x2 30Wpcc_DUW30(0UL/0DL/45Code)_Rev A |  |  | 71 | 42775.7545 | 3037078.5687 | 40 | 25665.4527 | 1822247.1412
1.2.4.2.6.1 | Digital Unit DUW 30 Basic HW Module (excl.HWA, SFP) |  |  | 1 | 10880.4661 | 772513.0905 | 40 | 6528.2796 | 463507.8543 | Yes | PRA
1.2.4.2.6.2 | Additional PDU (Power Distribution Unit) for additional RU a |  |  | 1 | 491.9394 | 34927.6964 | 40 | 295.1636 | 20956.6179 | Yes | PRA
1.2.4.2.6.3 | Prepared for internal battery back-up one shelf |  |  | 1 | 926.1429 | 65756.1441 | 40 | 555.6857 | 39453.6865 | Yes | PRA
1.2.4.2.6.4 | SFP 1000BASE-LX40 DUAL RATE 1.25 40km for DUx |  |  | 1 | 537.6417 | 38172.5583 | 40 | 322.585 | 22903.535 | Yes | PRA
1.2.4.2.6.5 | PSU 230VAC: Power Supply Unit, 230 VAC |  |  | 3 | 313.7654 | 66832.0387 | 40 | 188.2593 | 40099.2232 | Yes | PRA
1.2.4.2.6.6 | RBS 6102 Cabinet for up to 6 RU, 230 VAC (no RU, no PSU incl.) |  |  | 1 | 5940.163 | 421751.5726 | 40 | 3564.0978 | 253050.9436 | Yes | PRA
1.2.4.2.6.7 | Output Power HWAC 20W->40W (per RU) |  |  | 3 | 967.9358 | 206170.3298 | 40 | 580.7615 | 123702.1979 | Yes | PRA
1.2.4.2.6.8 | Output Power HWAC 40W->60W (per RU) |  |  | 3 | 967.9358 | 206170.3298 | 40 | 580.7615 | 123702.1979 | Yes | PRA
1.2.4.2.6.9 | WCDMA Cell Carrier HWAC |  |  | 6 | 862.8677 | 367581.6376 | 40 | 517.7206 | 220548.9826 | Yes | PRA
1.2.4.2.6.10 | WCDMA CE DL HWAC (per 16CE) |  |  | 0 | 214.5295 | 0 | 40 | 128.7177 | 0 | Yes | PRA
1.2.4.2.6.11 | WCDMA CE UL HWAC (per 16CE) |  |  | 0 | 214.5295 | 0 | 40 | 128.7177 | 0 | Yes | PRA
1.2.4.2.6.12 | WCDMA HS Codes HWAC (per 5HS-Codes) |  |  | 9 | 256.7299 | 164050.4139 | 40 | 154.0379 | 98430.2483 | Yes | PRA
1.2.4.2.6.13 | DUW Optional IP Optical Interface HWAC |  |  | 1 | 997.3004 | 70808.328 | 40 | 598.3802 | 42484.9968 | Yes | PRA
1.2.4.2.6.14 | Prepared for internal battery back-up two shelves |  |  | 0 | 1527.5309 | 0 | 40 | 916.5185 | 0 | Yes | PRA
1.2.4.2.6.15 | BFU, Battery Fuse Unit |  |  | 1 | 594.8555 | 42234.7383 | 40 | 356.9133 | 25340.843 | Yes | PRA
1.2.4.2.6.16 | Battery set, 48V/100 Ah,incl.cable set for RBS 6102 |  |  | 0 | 5209 | 0 | 40 | 3125.4 | 0 | Yes | PRA
1.2.4.2.6.17 | SAU Support Alarm Unit |  |  | 1 | 275.4361 | 19555.9659 | 40 | 165.2617 | 11733.5795 | Yes | PRA
1.2.4.2.6.18 | Service Outlet |  |  | 1 | 78.1867 | 5551.2543 | 40 | 46.912 | 3330.7526 | Yes | PRA
1.2.4.2.6.19 | Smoke Detector kit |  |  | 1 | 823.9017 | 58497.0202 | 40 | 494.341 | 35098.2121 | Yes | PRA
1.2.4.2.6.20 | External Alarm OVP (8 ports) |  |  | 1 | 270.6227 | 19214.2111 | 40 | 162.3736 | 11528.5267 | Yes | PRA
1.2.4.2.6.21 | Door Handle |  |  | 0 | 119.0755 | 0 | 40 | 71.4453 | 0 | Yes | PRA
1.2.4.2.6.22 | Lifting Eyes |  |  | 0 | 56.5262 | 0 | 40 | 33.9157 | 0 | Yes | PRA
1.2.4.2.6.23 | Door Lock + key type (Customer Specific) |  |  | 1 | 212.8868 | 15114.9624 | 40 | 127.7321 | 9068.9775 | Yes | PRA
1.2.4.2.6.24 | Service Light |  |  | 1 | 206.8764 | 14688.2211 | 40 | 124.1258 | 8812.9326 | Yes | PRA
1.2.4.2.6.25 | 3-pack WCDMA Radio Unit RUW 01B1 (2100 MHz) 20W HW Activation incl. |  |  | 1 | 5160.0153 | 366361.0849 | 40 | 3096.0092 | 219816.651 | Yes | PRA
1.2.4.2.6.26 | Adaptor Frame 6102 |  |  | 1 | 1142.6334 | 81126.9706 | 40 | 685.58 | 48676.1824 | Yes | PRA
1.2.4.3 | 3G Indoor (Co-Site 2G) |  |  |  |  | 2676945.5495 | 40 |  | 1606167.3297
1.2.4.3.1 | DUW BB HW Activation Fee CE DL p.16CE |  |  | 223 | 214.5295 | 47840.0739 | 40 | 128.7177 | 28704.0443
1.2.4.3.1.1 | WCDMA CE DL HWAC (per 16CE) |  |  | 1 | 214.5295 | 47840.0739 | 40 | 128.7177 | 28704.0443 | Yes | PRA
1.2.4.3.2 | DUW BB HW Activation Fee CE UL p.16CE |  |  | 847 | 214.5295 | 181706.4689 | 40 | 128.7177 | 109023.8813
1.2.4.3.2.1 | WCDMA CE UL HWAC (per 16CE) |  |  | 1 | 214.5295 | 181706.4689 | 40 | 128.7177 | 109023.8813 | Yes | PRA
1.2.4.3.3 | DUW BB HW Activation Fee HS Codes p.5 HS-codes |  |  | 267 | 256.7299 | 68546.8865 | 40 | 154.0379 | 41128.1319
1.2.4.3.3.1 | WCDMA HS Codes HWAC (per 5HS-Codes) |  |  | 1 | 256.7299 | 68546.8865 | 40 | 154.0379 | 41128.1319 | Yes | PRA
1.2.4.3.4 | RBS6102 WCDMA 1x2 30Wpcc to 1x3 20Wpcc_DUW20/30(0UL/0DL/15Code)_Rev A |  |  | 45 | 12513.5235 | 563108.5572 | 40 | 7508.1141 | 337865.1343
1.2.4.3.4.1 | Digital Unit DUW 30 Basic HW Module (excl.HWA, SFP) |  |  | 1 | 10880.4661 | 489620.9729 | 40 | 6528.2796 | 293772.5837 | Yes | PRA
1.2.4.3.4.2 | WCDMA Cell Carrier HWAC |  |  | 1 | 862.8677 | 38829.0462 | 40 | 517.7206 | 23297.4277 | Yes | PRA
1.2.4.3.4.3 | Digital Unit DUW 20 Basic HW Module (excl.HWA, SFP) |  |  | 0 | 7211.7153 | 0 | 40 | 4327.0292 | 0 | Yes | PRA
1.2.4.3.4.4 | WCDMA HS Codes HWAC (per 5HS-Codes) |  |  | 3 | 256.7299 | 34658.5381 | 40 | 154.0379 | 20795.1229 | Yes | PRA
1.2.4.3.5 | RBS6102 WCDMA 1x2 30Wpcc_DUW20(0UL/0DL/15Code)_Rev A (Exclude Cabinet) |  |  | 45 | 19117.8913 | 860305.1063 | 40 | 11470.7348 | 516183.0638
1.2.4.3.5.1 | Additional PDU (Power Distribution Unit) for additional RU a |  |  | 0 | 491.9394 | 0 | 40 | 295.1636 | 0 | Yes | PRA
1.2.4.3.5.2 | Prepared for internal battery back-up one shelf |  |  | 1 | 926.1429 | 41676.4294 | 40 | 555.6857 | 25005.8576 | Yes | PRA
1.2.4.3.5.3 | Extended Cimate System |  |  | 1 | 1655.4183 | 74493.824 | 40 | 993.251 | 44696.2944 | Yes | PRA
1.2.4.3.5.4 | SFP 1000BASE-LX40 DUAL RATE 1.25 40km for DUx |  |  | 1 | 537.6417 | 24193.875 | 40 | 322.585 | 14516.325 | Yes | PRA
1.2.4.3.5.5 | PSU 230VAC: Power Supply Unit, 230 VAC |  |  | 2 | 313.7654 | 28238.8896 | 40 | 188.2593 | 16943.3338 | Yes | PRA
1.2.4.3.5.6 | RBS 6102 Cabinet for up to 6 RU, 230 VAC (no RU, no PSU incl.) |  |  | 0 | 5940.163 | 0 | 40 | 3564.0978 | 0 | Yes | PRA
1.2.4.3.5.7 | Cabinet Expansion kit from 6 RU to 12 RU (no RU incl.) |  |  | 1 | 666.3441 | 29985.4833 | 40 | 399.8064 | 17991.29 | Yes | PRA
1.2.4.3.5.8 | Output Power HWAC 20W->40W (per RU) |  |  | 1 | 967.9358 | 43557.1119 | 40 | 580.7615 | 26134.2672 | Yes | PRA
1.2.4.3.5.9 | Output Power HWAC 40W->60W (per RU) |  |  | 1 | 967.9358 | 43557.1119 | 40 | 580.7615 | 26134.2672 | Yes | PRA
1.2.4.3.5.10 | WCDMA Cell Carrier HWAC |  |  | 2 | 862.8677 | 77658.0924 | 40 | 517.7206 | 46594.8555 | Yes | PRA
1.2.4.3.5.11 | Single WCDMA Radio Unit RUW 01 B1 (2100 MHz) 20W HW Activation incl. |  |  | 1 | 2064.001 | 92880.0458 | 40 | 1238.4006 | 55728.0275 | Yes | PRA
1.2.4.3.5.12 | Digital Unit DUW 20 Basic HW Module (excl.HWA, SFP) |  |  | 1 | 7211.7153 | 324527.1871 | 40 | 4327.0292 | 194716.3122 | Yes | PRA
1.2.4.3.5.13 | WCDMA CE DL HWAC (per 16CE) |  |  | 0 | 214.5295 | 0 | 40 | 128.7177 | 0 | Yes | PRA
1.2.4.3.5.14 | WCDMA CE UL HWAC (per 16CE) |  |  | 0 | 214.5295 | 0 | 40 | 128.7177 | 0 | Yes | PRA
1.2.4.3.5.15 | WCDMA HS Codes HWAC (per 5HS-Codes) |  |  | 3 | 256.7299 | 34658.5381 | 40 | 154.0379 | 20795.1229 | Yes | PRA
1.2.4.3.5.16 | DUW Optional IP Optical Interface HWAC |  |  | 1 | 997.3004 | 44878.5178 | 40 | 598.3802 | 26927.1107 | Yes | PRA
1.2.4.3.5.17 | Prepared for internal battery back-up two shelves |  |  | 0 | 1527.5309 | 0 | 40 | 916.5185 | 0 | Yes | PRA
1.2.4.3.5.18 | BFU, Battery Fuse Unit |  |  | 0 | 594.8555 | 0 | 40 | 356.9133 | 0 | Yes | PRA
1.2.4.3.5.19 | Battery set, 48V/100 Ah,incl.cable set for RBS 6102 |  |  | 0 | 5209 | 0 | 40 | 3125.4 | 0 | Yes | PRA
1.2.4.3.5.20 | SAU Support Alarm Unit |  |  | 0 | 275.4361 | 0 | 40 | 165.2617 | 0 | Yes | PRA
1.2.4.3.5.21 | Service Outlet |  |  | 0 | 78.1867 | 0 | 40 | 46.912 | 0 | Yes | PRA
1.2.4.3.5.22 | Smoke Detector kit |  |  | 0 | 823.9017 | 0 | 40 | 494.341 | 0 | Yes | PRA
1.2.4.3.5.23 | External Alarm OVP (8 ports) |  |  | 0 | 270.6227 | 0 | 40 | 162.3736 | 0 | Yes | PRA
1.2.4.3.5.24 | Door Handle |  |  | 0 | 119.0755 | 0 | 40 | 71.4453 | 0 | Yes | PRA
1.2.4.3.5.25 | Lifting Eyes |  |  | 0 | 56.5262 | 0 | 40 | 33.9157 | 0 | Yes | PRA
1.2.4.3.5.26 | Door Lock + key type (Customer Specific) |  |  | 0 | 212.8868 | 0 | 40 | 127.7321 | 0 | Yes | PRA
1.2.4.3.5.27 | Service Light |  |  | 0 | 206.8764 | 0 | 40 | 124.1258 | 0 | Yes | PRA
1.2.4.3.5.28 | Adaptor Frame 6102 |  |  | 0 | 1142.6334 | 0 | 40 | 685.58 | 0 | Yes | PRA
1.2.4.3.6 | RBS6102 WCDMA 2x2 30Wpcc to 2x3 20Wpcc_DUW30/30(0UL/0DL/30Code)_Rev A |  |  | 22 | 14146.5809 | 311224.7803 | 40 | 8487.9486 | 186734.8682
1.2.4.3.6.1 | Digital Unit DUW 30 Basic HW Module (excl.HWA, SFP) |  |  | 1 | 10880.4661 | 239370.2534 | 40 | 6528.2796 | 143622.152 | Yes | PRA
1.2.4.3.6.2 | WCDMA Cell Carrier HWAC |  |  | 2 | 862.8677 | 37966.1785 | 40 | 517.7206 | 22779.7071 | Yes | PRA
1.2.4.3.6.3 | WCDMA HS Codes HWAC (per 5HS-Codes) |  |  | 6 | 256.7299 | 33888.3484 | 40 | 154.0379 | 20333.009 | Yes | PRA
1.2.4.3.7 | RBS6102 WCDMA 2x2 30Wpcc_DUW30(0UL/0DL/30Code)_Rev A (Exclude Cabinet) |  |  | 22 | 29282.4398 | 644213.6763 | 40 | 17569.4639 | 386528.2058
1.2.4.3.7.1 | Digital Unit DUW 30 Basic HW Module (excl.HWA, SFP) |  |  | 1 | 10880.4661 | 239370.2534 | 40 | 6528.2796 | 143622.152 | Yes | PRA
1.2.4.3.7.2 | Additional PDU (Power Distribution Unit) for additional RU a |  |  | 0 | 491.9394 | 0 | 40 | 295.1636 | 0 | Yes | PRA
1.2.4.3.7.3 | Prepared for internal battery back-up one shelf |  |  | 1 | 926.1429 | 20375.1433 | 40 | 555.6857 | 12225.086 | Yes | PRA
1.2.4.3.7.4 | Extended Cimate System |  |  | 1 | 1655.4183 | 36419.2029 | 40 | 993.251 | 21851.5217 | Yes | PRA
1.2.4.3.7.5 | SFP 1000BASE-LX40 DUAL RATE 1.25 40km for DUx |  |  | 1 | 537.6417 | 11828.1166 | 40 | 322.585 | 7096.87 | Yes | PRA
1.2.4.3.7.6 | PSU 230VAC: Power Supply Unit, 230 VAC |  |  | 2 | 313.7654 | 13805.6794 | 40 | 188.2593 | 8283.4076 | Yes | PRA
1.2.4.3.7.7 | RBS 6102 Cabinet for up to 6 RU, 230 VAC (no RU, no PSU incl.) |  |  | 0 | 5940.163 | 0 | 40 | 3564.0978 | 0 | Yes | PRA
1.2.4.3.7.8 | Cabinet Expansion kit from 6 RU to 12 RU (no RU incl.) |  |  | 1 | 666.3441 | 14659.5696 | 40 | 399.8064 | 8795.7418 | Yes | PRA
1.2.4.3.7.9 | Output Power HWAC 20W->40W (per RU) |  |  | 2 | 967.9358 | 42589.1761 | 40 | 580.7615 | 25553.5057 | Yes | PRA
1.2.4.3.7.10 | Output Power HWAC 40W->60W (per RU) |  |  | 2 | 967.9358 | 42589.1761 | 40 | 580.7615 | 25553.5057 | Yes | PRA
1.2.4.3.7.11 | WCDMA Cell Carrier HWAC |  |  | 4 | 862.8677 | 75932.3571 | 40 | 517.7206 | 45559.4142 | Yes | PRA
1.2.4.3.7.12 | Single WCDMA Radio Unit RUW 01 B1 (2100 MHz) 20W HW Activation incl. |  |  | 2 | 2064.001 | 90816.0448 | 40 | 1238.4006 | 54489.6269 | Yes | PRA
1.2.4.3.7.13 | WCDMA CE DL HWAC (per 16CE) |  |  | 0 | 214.5295 | 0 | 40 | 128.7177 | 0 | Yes | PRA
1.2.4.3.7.14 | WCDMA CE UL HWAC (per 16CE) |  |  | 0 | 214.5295 | 0 | 40 | 128.7177 | 0 | Yes | PRA
1.2.4.3.7.15 | WCDMA HS Codes HWAC (per 5HS-Codes) |  |  | 6 | 256.7299 | 33888.3484 | 40 | 154.0379 | 20333.009 | Yes | PRA
1.2.4.3.7.16 | DUW Optional IP Optical Interface HWAC |  |  | 1 | 997.3004 | 21940.6087 | 40 | 598.3802 | 13164.3652 | Yes | PRA
1.2.4.3.7.17 | Prepared for internal battery back-up two shelves |  |  | 0 | 1527.5309 | 0 | 40 | 916.5185 | 0 | Yes | PRA
1.2.4.3.7.18 | BFU, Battery Fuse Unit |  |  | 0 | 594.8555 | 0 | 40 | 356.9133 | 0 | Yes | PRA
1.2.4.3.7.19 | Battery set, 48V/100 Ah,incl.cable set for RBS 6102 |  |  | 0 | 5209 | 0 | 40 | 3125.4 | 0 | Yes | PRA
1.2.4.3.7.20 | SAU Support Alarm Unit |  |  | 0 | 275.4361 | 0 | 40 | 165.2617 | 0 | Yes | PRA
1.2.4.3.7.21 | Service Outlet |  |  | 0 | 78.1867 | 0 | 40 | 46.912 | 0 | Yes | PRA
1.2.4.3.7.22 | Smoke Detector kit |  |  | 0 | 823.9017 | 0 | 40 | 494.341 | 0 | Yes | PRA
1.2.4.3.7.23 | External Alarm OVP (8 ports) |  |  | 0 | 270.6227 | 0 | 40 | 162.3736 | 0 | Yes | PRA
1.2.4.3.7.24 | Door Handle |  |  | 0 | 119.0755 | 0 | 40 | 71.4453 | 0 | Yes | PRA
1.2.4.3.7.25 | Lifting Eyes |  |  | 0 | 56.5262 | 0 | 40 | 33.9157 | 0 | Yes | PRA
1.2.4.3.7.26 | Door Lock + key type (Customer Specific) |  |  | 0 | 212.8868 | 0 | 40 | 127.7321 | 0 | Yes | PRA
1.2.4.3.7.27 | Service Light |  |  | 0 | 206.8764 | 0 | 40 | 124.1258 | 0 | Yes | PRA
1.2.4.3.7.28 | Adaptor Frame 6102 |  |  | 0 | 1142.6334 | 0 | 40 | 685.58 | 0 | Yes | PRA
1.2.4.4 | 3G Indoor (Stand-Alone) |  |  |  |  | 3073418.7341 | 40 |  | 1844051.2404
1.2.4.4.1 | Battery set, 48V/100 Ah (NSB) for BBS 6201 (1 piece) |  |  | 2 | 1419 | 2838 | 40 | 851.4 | 1702.8
1.2.4.4.1.1 | Battery set, 48V/100 Ah (NSB) |  |  | 1 | 1419 | 2838 | 40 | 851.4 | 1702.8 | Yes | PRA
1.2.4.4.2 | Battery set, 48V/100 Ah,incl.cable set for RBS 6102 (1 piece) |  |  | 36 | 5209 | 187524 | 40 | 3125.4 | 112514.4
1.2.4.4.2.1 | Battery set, 48V/100 Ah,incl.cable set for RBS 6102 |  |  | 1 | 5209 | 187524 | 40 | 3125.4 | 112514.4 | Yes | PRA
1.2.4.4.3 | BBS6201-No Batt. |  |  | 2 | 1300.84 | 2601.68 | 40 | 780.504 | 1561.008
1.2.4.4.3.1 | RBS 6201 interface |  |  | 1 | 290.63 | 581.26 | 40 | 174.378 | 348.756 | Yes | PRA
1.2.4.4.3.2 | RBS DC cable, 20 m (< 2x10m), 50 mm2 |  |  | 1 | 297 | 594 | 40 | 178.2 | 356.4 | Yes | PRA
1.2.4.4.3.3 | Battery set, 48V/100 Ah (NSB) |  |  | 0 | 1419 | 0 | 40 | 851.4 | 0 | Yes | PRA
1.2.4.4.3.4 | Compact rack with PCU-DC |  |  | 1 | 713.21 | 1426.42 | 40 | 427.926 | 855.852 | Yes | PRA
1.2.4.4.4 | BBU6101 (170Ah) (No Batteries) |  |  | 25 | 5811.78 | 145294.5 | 40 | 3487.068 | 87176.7
1.2.4.4.4.1 | Standard Door Lock/Key |  |  | 1 | 121.31 | 3032.75 | 40 | 72.786 | 1819.65 | Yes | PRA
1.2.4.4.4.2 | BBU 6101 with Active Cooling |  |  | 1 | 5658.47 | 141461.75 | 40 | 3395.082 | 84877.05 | Yes | PRA
1.2.4.4.4.3 | Outdoor Battery Accessory Kit |  |  | 1 | 32 | 800 | 40 | 19.2 | 480 | Yes | PRA
1.2.4.4.5 | DUW BB HW Activation Fee CE DL p.16CE |  |  | 189 | 214.5295 | 40546.0716 | 40 | 128.7177 | 24327.6429
1.2.4.4.5.1 | WCDMA CE DL HWAC (per 16CE) |  |  | 1 | 214.5295 | 40546.0716 | 40 | 128.7177 | 24327.6429 | Yes | PRA
1.2.4.4.6 | DUW BB HW Activation Fee CE UL p.16CE |  |  | 693 | 214.5295 | 148668.9291 | 40 | 128.7177 | 89201.3574
1.2.4.4.6.1 | WCDMA CE UL HWAC (per 16CE) |  |  | 1 | 214.5295 | 148668.9291 | 40 | 128.7177 | 89201.3574 | Yes | PRA
1.2.4.4.7 | DUW BB HW Activation Fee HS Codes p.5 HS-codes |  |  | 189 | 256.7299 | 48521.9534 | 40 | 154.0379 | 29113.172
1.2.4.4.7.1 | WCDMA HS Codes HWAC (per 5HS-Codes) |  |  | 1 | 256.7299 | 48521.9534 | 40 | 154.0379 | 29113.172 | Yes | PRA
1.2.4.4.8 | NSB Std Battery Set, 48V/170Ah For BBU6101 (1 Set) |  |  | 25 | 2153.15 | 53828.75 | 40 | 1291.89 | 32297.25
1.2.4.4.8.1 | Battery Set, 48V/170 Ah (NSB Std) |  |  | 1 | 2153.15 | 53828.75 | 40 | 1291.89 | 32297.25 | Yes | PRA
1.2.4.4.9 | Parts for RBS6201 External Alarm |  |  | 2 | 709.71 | 1419.42 | 40 | 425.826 | 851.652
1.2.4.4.9.1 | PRODUCT PACKAGE/RBS DF-OVP for indoor RB (FAP1300289) |  |  | 1 | 709.71 | 1419.42 | 40 | 425.826 | 851.652 | Yes | PRT
Price Objects
1.2.4.4.9.1.1 | DISTRIBUTION FRAME/DF-OVP FOR GSM & WCDM | INF 901 6089/30 |  | 1 | 96.1 | 96.1 | 40 | 57.66 | 57.66
1.2.4.4.9.1.2 | OVP kit, 8 Ext Alarm for SAU | INF 901 6089/40 |  | 1 | 84.08 | 84.08 | 40 | 50.448 | 50.448
1.2.4.4.9.1.3 | SAU kit, DF-OVP V2, 10m | INF 901 6089/38 |  | 1 | 529.53 | 529.53 | 40 | 317.718 | 317.718
1.2.4.4.10 | RBS6101 WCDMA 1x2 30Wpcc to 1x3 20Wpcc_DUW20/30(0UL/0DL/15Code)_Rev A |  |  | 25 | 12513.5235 | 312838.0874 | 40 | 7508.1141 | 187702.8524
1.2.4.4.10.1 | Digital Unit DUW 30 Basic HW Module (excl.HWA, SFP) |  |  | 1 | 10880.4661 | 272011.6516 | 40 | 6528.2796 | 163206.991 | Yes | PRA
1.2.4.4.10.2 | WCDMA Cell Carrier HWAC |  |  | 1 | 862.8677 | 21571.6923 | 40 | 517.7206 | 12943.0154 | Yes | PRA
1.2.4.4.10.3 | Digital Unit DUW 20 Basic HW Module (excl.HWA, SFP) |  |  | 0 | 7211.7153 | 0 | 40 | 4327.0292 | 0 | Yes | PRA
1.2.4.4.10.4 | WCDMA CE DL HWAC (per 16CE) |  |  | 0 | 214.5295 | 0 | 40 | 128.7177 | 0 | Yes | PRA
1.2.4.4.10.5 | WCDMA CE UL HWAC (per 16CE) |  |  | 0 | 214.5295 | 0 | 40 | 128.7177 | 0 | Yes | PRA
1.2.4.4.10.6 | WCDMA HS Codes HWAC (per 5HS-Codes) |  |  | 3 | 256.7299 | 19254.7434 | 40 | 154.0379 | 11552.846 | Yes | PRA
1.2.4.4.11 | RBS6101 WCDMA 1x2 30Wpcc_DUW20(0UL/0DL/15Code)_Rev A |  |  | 25 | 25428.0912 | 635702.2794 | 40 | 15256.8547 | 381421.3676
1.2.4.4.11.1 | RBS 6101 Cabinet, 230 VAC (no RU, no PSU incl.) |  |  | 1 | 6097.033 | 152425.8245 | 40 | 3658.2198 | 91455.4947 | Yes | PRA
1.2.4.4.11.2 | SFP 1000BASE-LX40 DUAL RATE 1.25 40km for DUx |  |  | 1 | 537.6417 | 13441.0416 | 40 | 322.585 | 8064.625 | Yes | PRA
1.2.4.4.11.3 | PSU 230VAC: Power Supply Unit, 230 VAC |  |  | 2 | 313.7654 | 15688.272 | 40 | 188.2593 | 9412.9632 | Yes | PRA
1.2.4.4.11.4 | Output Power HWAC 20W->40W (per RU) |  |  | 1 | 967.9358 | 24198.3955 | 40 | 580.7615 | 14519.0373 | Yes | PRA
1.2.4.4.11.5 | Output Power HWAC 40W->60W (per RU) |  |  | 1 | 967.9358 | 24198.3955 | 40 | 580.7615 | 14519.0373 | Yes | PRA
1.2.4.4.11.6 | WCDMA Cell Carrier HWAC |  |  | 2 | 862.8677 | 43143.3847 | 40 | 517.7206 | 25886.0308 | Yes | PRA
1.2.4.4.11.7 | Single WCDMA Radio Unit RUW 01 B1 (2100 MHz) 20W HW Activation incl. |  |  | 1 | 2064.001 | 51600.0255 | 40 | 1238.4006 | 30960.0153 | Yes | PRA
1.2.4.4.11.8 | Digital Unit DUW 20 Basic HW Module (excl.HWA, SFP) |  |  | 1 | 7211.7153 | 180292.8817 | 40 | 4327.0292 | 108175.729 | Yes | PRA
1.2.4.4.11.9 | WCDMA CE DL HWAC (per 16CE) |  |  | 0 | 214.5295 | 0 | 40 | 128.7177 | 0 | Yes | PRA
1.2.4.4.11.10 | WCDMA CE UL HWAC (per 16CE) |  |  | 0 | 214.5295 | 0 | 40 | 128.7177 | 0 | Yes | PRA
1.2.4.4.11.11 | WCDMA HS Codes HWAC (per 5HS-Codes) |  |  | 3 | 256.7299 | 19254.7434 | 40 | 154.0379 | 11552.846 | Yes | PRA
1.2.4.4.11.12 | DUW Optional IP Optical Interface HWAC |  |  | 1 | 997.3004 | 24932.5099 | 40 | 598.3802 | 14959.5059 | Yes | PRA
1.2.4.4.11.13 | Prepared for external battery back-up |  |  | 1 | 938.1638 | 23454.094 | 40 | 562.8983 | 14072.4564 | Yes | PRA
1.2.4.4.11.14 | BFU, Battery Fuse Unit |  |  | 1 | 594.8555 | 14871.3867 | 40 | 356.9133 | 8922.832 | Yes | PRA
1.2.4.4.11.15 | SAU Support Alarm Unit |  |  | 1 | 275.4361 | 6885.9035 | 40 | 165.2617 | 4131.5421 | Yes | PRA
1.2.4.4.11.16 | Service Outlet |  |  | 1 | 78.1867 | 1954.667 | 40 | 46.912 | 1172.8002 | Yes | PRA
1.2.4.4.11.17 | Smoke Detector kit |  |  | 1 | 823.9017 | 20597.5423 | 40 | 494.341 | 12358.5254 | Yes | PRA
1.2.4.4.11.18 | External Alarm OVP (8 ports) |  |  | 1 | 270.6227 | 6765.5673 | 40 | 162.3736 | 4059.3404 | Yes | PRA
1.2.4.4.11.19 | Site LAN connection |  |  | 1 | 60.1426 | 1503.5655 | 40 | 36.0856 | 902.1393 | Yes | PRA
1.2.4.4.11.20 | Door Handle |  |  | 0 | 119.0755 | 0 | 40 | 71.4453 | 0 | Yes | PRA
1.2.4.4.11.21 | Door Lock + key type (Customer Specific) |  |  | 1 | 212.8868 | 5322.1699 | 40 | 127.7321 | 3193.3019 | Yes | PRA
1.2.4.4.11.22 | Service Light |  |  | 1 | 206.8764 | 5171.9088 | 40 | 124.1258 | 3103.1453 | Yes | PRA
1.2.4.4.12 | RBS6102 WCDMA 1x2 30Wpcc to 1x3 20Wpcc_DUW20/30(0UL/0DL/15Code)_Rev A |  |  | 36 | 12513.5235 | 450486.8458 | 40 | 7508.1141 | 270292.1075
1.2.4.4.12.1 | Digital Unit DUW 30 Basic HW Module (excl.HWA, SFP) |  |  | 1 | 10880.4661 | 391696.7783 | 40 | 6528.2796 | 235018.067 | Yes | PRA
1.2.4.4.12.2 | WCDMA Cell Carrier HWAC |  |  | 1 | 862.8677 | 31063.237 | 40 | 517.7206 | 18637.9422 | Yes | PRA
1.2.4.4.12.3 | Digital Unit DUW 20 Basic HW Module (excl.HWA, SFP) |  |  | 0 | 7211.7153 | 0 | 40 | 4327.0292 | 0 | Yes | PRA
1.2.4.4.12.4 | WCDMA HS Codes HWAC (per 5HS-Codes) |  |  | 3 | 256.7299 | 27726.8305 | 40 | 154.0379 | 16636.0983 | Yes | PRA
1.2.4.4.13 | RBS6102 WCDMA 1x2 30Wpcc_DUW20(0UL/0DL/15Code)_Rev A |  |  | 36 | 27147.3959 | 977306.2524 | 40 | 16288.4375 | 586383.7514
1.2.4.4.13.1 | Additional PDU (Power Distribution Unit) for additional RU a |  |  | 1 | 491.9394 | 17709.8179 | 40 | 295.1636 | 10625.8907 | Yes | PRA
1.2.4.4.13.2 | Prepared for internal battery back-up one shelf |  |  | 1 | 926.1429 | 33341.1435 | 40 | 555.6857 | 20004.6861 | Yes | PRA
1.2.4.4.13.3 | SFP 1000BASE-LX40 DUAL RATE 1.25 40km for DUx |  |  | 1 | 537.6417 | 19355.1 | 40 | 322.585 | 11613.06 | Yes | PRA
1.2.4.4.13.4 | PSU 230VAC: Power Supply Unit, 230 VAC |  |  | 3 | 313.7654 | 33886.6675 | 40 | 188.2593 | 20332.0005 | Yes | PRA
1.2.4.4.13.5 | RBS 6102 Cabinet for up to 6 RU, 230 VAC (no RU, no PSU incl.) |  |  | 1 | 5940.163 | 213845.8678 | 40 | 3564.0978 | 128307.5207 | Yes | PRA
1.2.4.4.13.6 | Output Power HWAC 20W->40W (per RU) |  |  | 1 | 967.9358 | 34845.6895 | 40 | 580.7615 | 20907.4137 | Yes | PRA
1.2.4.4.13.7 | Output Power HWAC 40W->60W (per RU) |  |  | 1 | 967.9358 | 34845.6895 | 40 | 580.7615 | 20907.4137 | Yes | PRA
1.2.4.4.13.8 | WCDMA Cell Carrier HWAC |  |  | 2 | 862.8677 | 62126.474 | 40 | 517.7206 | 37275.8844 | Yes | PRA
1.2.4.4.13.9 | Single WCDMA Radio Unit RUW 01 B1 (2100 MHz) 20W HW Activation incl. |  |  | 1 | 2064.001 | 74304.0367 | 40 | 1238.4006 | 44582.422 | Yes | PRA
1.2.4.4.13.10 | Digital Unit DUW 20 Basic HW Module (excl.HWA, SFP) |  |  | 1 | 7211.7153 | 259621.7496 | 40 | 4327.0292 | 155773.0498 | Yes | PRA
1.2.4.4.13.11 | WCDMA CE DL HWAC (per 16CE) |  |  | 0 | 214.5295 | 0 | 40 | 128.7177 | 0 | Yes | PRA
1.2.4.4.13.12 | WCDMA CE UL HWAC (per 16CE) |  |  | 0 | 214.5295 | 0 | 40 | 128.7177 | 0 | Yes | PRA
1.2.4.4.13.13 | WCDMA HS Codes HWAC (per 5HS-Codes) |  |  | 3 | 256.7299 | 27726.8305 | 40 | 154.0379 | 16636.0983 | Yes | PRA
1.2.4.4.13.14 | DUW Optional IP Optical Interface HWAC |  |  | 1 | 997.3004 | 35902.8142 | 40 | 598.3802 | 21541.6885 | Yes | PRA
1.2.4.4.13.15 | Prepared for internal battery back-up two shelves |  |  | 0 | 1527.5309 | 0 | 40 | 916.5185 | 0 | Yes | PRA
1.2.4.4.13.16 | BFU, Battery Fuse Unit |  |  | 1 | 594.8555 | 21414.7969 | 40 | 356.9133 | 12848.8781 | Yes | PRA
1.2.4.4.13.17 | Battery set, 48V/100 Ah,incl.cable set for RBS 6102 |  |  | 0 | 5209 | 0 | 40 | 3125.4 | 0 | Yes | PRA
1.2.4.4.13.18 | SAU Support Alarm Unit |  |  | 1 | 275.4361 | 9915.701 | 40 | 165.2617 | 5949.4206 | Yes | PRA
1.2.4.4.13.19 | Service Outlet |  |  | 1 | 78.1867 | 2814.7205 | 40 | 46.912 | 1688.8323 | Yes | PRA
1.2.4.4.13.20 | Smoke Detector kit |  |  | 1 | 823.9017 | 29660.461 | 40 | 494.341 | 17796.2766 | Yes | PRA
1.2.4.4.13.21 | External Alarm OVP (8 ports) |  |  | 1 | 270.6227 | 9742.4169 | 40 | 162.3736 | 5845.4501 | Yes | PRA
1.2.4.4.13.22 | Door Handle |  |  | 0 | 119.0755 | 0 | 40 | 71.4453 | 0 | Yes | PRA
1.2.4.4.13.23 | Lifting Eyes |  |  | 0 | 56.5262 | 0 | 40 | 33.9157 | 0 | Yes | PRA
1.2.4.4.13.24 | Door Lock + key type (Customer Specific) |  |  | 1 | 212.8868 | 7663.9246 | 40 | 127.7321 | 4598.3548 | Yes | PRA
1.2.4.4.13.25 | Service Light |  |  | 1 | 206.8764 | 7447.5487 | 40 | 124.1258 | 4468.5292 | Yes | PRA
1.2.4.4.13.26 | Adaptor Frame 6102 |  |  | 1 | 1142.6334 | 41134.802 | 40 | 685.58 | 24680.8812 | Yes | PRA
1.2.4.4.14 | RBS6201 WCDMA 1x2 30Wpcc to 1x3 20Wpcc_DUW20/30(0UL/0DL/15Code)_Rev A |  |  | 2 | 12513.5235 | 25027.047 | 40 | 7508.1141 | 15016.2282
1.2.4.4.14.1 | Digital Unit DUW 30 Basic HW Module (excl.HWA, SFP) |  |  | 1 | 10880.4661 | 21760.9321 | 40 | 6528.2796 | 13056.5593 | Yes | PRA
1.2.4.4.14.2 | WCDMA Cell Carrier HWAC |  |  | 1 | 862.8677 | 1725.7354 | 40 | 517.7206 | 1035.4412 | Yes | PRA
1.2.4.4.14.3 | WCDMA HS Codes HWAC (per 5HS-Codes) |  |  | 3 | 256.7299 | 1540.3795 | 40 | 154.0379 | 924.2277 | Yes | PRA
1.2.4.4.15 | RBS6201 WCDMA 1x2 30Wpcc_DUW20(0UL/0DL/15Code)_Rev A |  |  | 2 | 19815.4591 | 39630.9181 | 40 | 11889.2754 | 23778.5509
1.2.4.4.15.1 | Digital Unit DUW 30 Basic HW Module (excl.HWA, SFP) |  |  | 0 | 10880.4661 | 0 | 40 | 6528.2796 | 0 | Yes | PRA
1.2.4.4.15.2 | RBS 6201 Cabinet for up to 6 RU, 230 VAC (no RU, no PSU incl.) |  |  | 1 | 2631.3511 | 5262.7022 | 40 | 1578.8106 | 3157.6213 | Yes | PRA
1.2.4.4.15.3 | Additional PDU (Power Distribution Unit) for additional RU a |  |  | 1 | 491.9394 | 983.8788 | 40 | 295.1636 | 590.3273 | Yes | PRA
1.2.4.4.15.4 | Fastening Screws for concrete (BF or cabinet) |  |  | 0 | 36.0881 | 0 | 40 | 21.6529 | 0 | Yes | PRA
1.2.4.4.15.5 | SFP 1000BASE-LX40 DUAL RATE 1.25 40km for DUx |  |  | 1 | 537.6417 | 1075.2833 | 40 | 322.585 | 645.17 | Yes | PRA
1.2.4.4.15.6 | PSU 230VAC: Power Supply Unit, 230 VAC |  |  | 2 | 313.7654 | 1255.0618 | 40 | 188.2593 | 753.0371 | Yes | PRA
1.2.4.4.15.7 | Output Power HWAC 20W->40W (per RU) |  |  | 1 | 967.9358 | 1935.8716 | 40 | 580.7615 | 1161.523 | Yes | PRA
1.2.4.4.15.8 | Output Power HWAC 40W->60W (per RU) |  |  | 1 | 967.9358 | 1935.8716 | 40 | 580.7615 | 1161.523 | Yes | PRA
1.2.4.4.15.9 | WCDMA Cell Carrier HWAC |  |  | 2 | 862.8677 | 3451.4708 | 40 | 517.7206 | 2070.8825 | Yes | PRA
1.2.4.4.15.10 | Single WCDMA Radio Unit RUW 01 B1 (2100 MHz) 20W HW Activation incl. |  |  | 1 | 2064.001 | 4128.002 | 40 | 1238.4006 | 2476.8012 | Yes | PRA
1.2.4.4.15.11 | Digital Unit DUW 20 Basic HW Module (excl.HWA, SFP) |  |  | 1 | 7211.7153 | 14423.4305 | 40 | 4327.0292 | 8654.0583 | Yes | PRA
1.2.4.4.15.12 | WCDMA CE DL HWAC (per 16CE) |  |  | 0 | 214.5295 | 0 | 40 | 128.7177 | 0 | Yes | PRA
1.2.4.4.15.13 | WCDMA CE UL HWAC (per 16CE) |  |  | 0 | 214.5295 | 0 | 40 | 128.7177 | 0 | Yes | PRA
1.2.4.4.15.14 | WCDMA HS Codes HWAC (per 5HS-Codes) |  |  | 3 | 256.7299 | 1540.3795 | 40 | 154.0379 | 924.2277 | Yes | PRA
1.2.4.4.15.15 | DUW Optional IP Optical Interface HWAC |  |  | 1 | 997.3004 | 1994.6008 | 40 | 598.3802 | 1196.7605 | Yes | PRA
1.2.4.4.15.16 | BFU, Battery Fuse Unit |  |  | 1 | 594.8555 | 1189.7109 | 40 | 356.9133 | 713.8266 | Yes | PRA
1.2.4.4.15.17 | Base Frame 6201 |  |  | 1 | 227.3271 | 454.6543 | 40 | 136.3963 | 272.7926 | Yes | PRA
1.2.4.4.16 | SAU for RBS6201 |  |  | 2 | 592 | 1184 | 40 | 355.2 | 710.4
1.2.4.4.16.1 | PRODUCT PACKAGE/SP RBS 6102 Large Outdoo (FAP1302026) |  |  | 1 | 592 | 1184 | 40 | 355.2 | 710.4 | Yes | PRT
Price Objects
1.2.4.4.16.1.1 | SAU;Support Alarm Unit | ZHY 601 17/1 |  | 1 | 592 | 592 | 40 | 355.2 | 355.2
1.2.4.5 | 3G Outdoor (Hotspot) |  |  |  |  | 980605.1223 | 40 |  | 588363.0734
1.2.4.5.1 | BBS6301 (No Batteries) |  |  | 20 | 3086.24 | 61724.8 | 40 | 1851.744 | 37034.88
1.2.4.5.1.1 | BBS 6301 cab. w active cooling |  |  | 1 | 2879 | 57580 | 40 | 1727.4 | 34548 | Yes | PRA
1.2.4.5.1.2 | Temperature sensor cable, 4.5 m |  |  | 1 | 53.48 | 1069.6 | 40 | 32.088 | 641.76 | Yes | PRA
1.2.4.5.1.3 | Alarm cable, 15 m |  |  | 1 | 25.4 | 508 | 40 | 15.24 | 304.8 | Yes | PRA
1.2.4.5.1.4 | Customer Specific Door Lock/Key |  |  | 1 | 128.36 | 2567.2 | 40 | 77.016 | 1540.32 | Yes | PRA
1.2.4.5.2 | DUW BB HW Activation Fee CE DL p.16CE |  |  | 60 | 214.5295 | 12871.7688 | 40 | 128.7177 | 7723.0613
1.2.4.5.2.1 | WCDMA CE DL HWAC (per 16CE) |  |  | 1 | 214.5295 | 12871.7688 | 40 | 128.7177 | 7723.0613 | Yes | PRA
1.2.4.5.3 | DUW BB HW Activation Fee CE UL p.16CE |  |  | 220 | 214.5295 | 47196.4854 | 40 | 128.7177 | 28317.8913
1.2.4.5.3.1 | WCDMA CE UL HWAC (per 16CE) |  |  | 1 | 214.5295 | 47196.4854 | 40 | 128.7177 | 28317.8913 | Yes | PRA
1.2.4.5.4 | DUW BB HW Activation Fee HS Codes p.5 HS-codes |  |  | 60 | 256.7299 | 15403.7947 | 40 | 154.0379 | 9242.2768
1.2.4.5.4.1 | WCDMA HS Codes HWAC (per 5HS-Codes) |  |  | 1 | 256.7299 | 15403.7947 | 40 | 154.0379 | 9242.2768 | Yes | PRA
1.2.4.5.5 | NSB Std Battery Set, 48V/100Ah For BBS6301 (1 Set) |  |  | 20 | 1500 | 30000 | 40 | 900 | 18000
1.2.4.5.5.1 | Battery Set, 48V/100 Ah (NSB Std) |  |  | 1 | 1500 | 30000 | 40 | 900 | 18000 | Yes | PRA
1.2.4.5.6 | RBS6301 WCDMA 1x2 30Wpcc_DUW20(0UL/0DL/15Code)_Rev A |  |  | 20 | 28069.7729 | 561395.4579 | 40 | 16841.8637 | 336837.2747
1.2.4.5.6.1 | RBS 6301 Main Unit, 230 VAC (no Digital Unit, no RRU, no PSU) prep.for 2 DU |  |  | 1 | 5177.22 | 103544.4 | 40 | 3106.332 | 62126.64 | Yes | PRA
1.2.4.5.6.2 | SFP 1000BASE-LX40 DUAL RATE 1.25 40km for DUx |  |  | 1 | 537.6417 | 10752.8333 | 40 | 322.585 | 6451.7 | Yes | PRA
1.2.4.5.6.3 | Output Power HWAC 20W->40W (per RU) |  |  | 1 | 967.9358 | 19358.7164 | 40 | 580.7615 | 11615.2298 | Yes | PRA
1.2.4.5.6.4 | Output Power HWAC 40W->60W (per RU) |  |  | 1 | 967.9358 | 19358.7164 | 40 | 580.7615 | 11615.2298 | Yes | PRA
1.2.4.5.6.5 | WCDMA Cell Carrier HWAC |  |  | 2 | 862.8677 | 34514.7078 | 40 | 517.7206 | 20708.8247 | Yes | PRA
1.2.4.5.6.6 | Digital Unit DUW 20 Basic HW Module (excl.HWA, SFP) |  |  | 1 | 7211.7153 | 144234.3054 | 40 | 4327.0292 | 86540.5832 | Yes | PRA
1.2.4.5.6.7 | WCDMA HS Codes HWAC (per 5HS-Codes) |  |  | 3 | 256.7299 | 15403.7947 | 40 | 154.0379 | 9242.2768 | Yes | PRA
1.2.4.5.6.8 | DUW Optional IP Optical Interface HWAC |  |  | 1 | 997.3004 | 19946.0079 | 40 | 598.3802 | 11967.6047 | Yes | PRA
1.2.4.5.6.9 | SAU Support Alarm Unit |  |  | 1 | 275.4361 | 5508.7228 | 40 | 165.2617 | 3305.2337 | Yes | PRA
1.2.4.5.6.10 | External Alarm OVP (8 ports) |  |  | 1 | 270.6227 | 5412.4538 | 40 | 162.3736 | 3247.4723 | Yes | PRA
1.2.4.5.6.11 | PSU 230VAC: Power Supply Unit, 230 VAC |  |  | 2 | 313.7654 | 12550.6176 | 40 | 188.2593 | 7530.3706 | Yes | PRA
1.2.4.5.6.12 | Prepared for external battery back-up BBS 6301 |  |  | 1 | 2577.83 | 51556.6 | 40 | 1546.698 | 30933.96 | Yes | PRA
1.2.4.5.6.13 | Service Outlet RBS 6301 |  |  | 1 | 243 | 4860 | 40 | 145.8 | 2916 | Yes | PRA
1.2.4.5.6.14 | Surge Protection Device, SPD kit -48 V DC out |  |  | 1 | 281.33 | 5626.6 | 40 | 168.798 | 3375.96 | Yes | PRA
1.2.4.5.6.15 | Door Lock + key type (Customer Specific) |  |  | 1 | 212.8868 | 4257.7359 | 40 | 127.7321 | 2554.6415 | Yes | PRA
1.2.4.5.6.16 | Service Light |  |  | 1 | 206.8764 | 4137.5271 | 40 | 124.1258 | 2482.5162 | Yes | PRA
1.2.4.5.6.17 | Remote Radio Unit RRUS-01B1 (2100MHz) -48VDC , 20W HW Activation incl. |  |  | 1 | 4511.2696 | 90225.3916 | 40 | 2706.7617 | 54135.2349 | Yes | PRA
1.2.4.5.6.18 | PRODUCT PACKAGE/Main Remote Site Product (FAP1301839) |  |  | 1 | 330.26 | 6605.2 | 40 | 198.156 | 3963.12 | Yes | PRT
Price Objects
1.2.4.5.6.18.1 | Pole mount side, RBS/BBS 6301 | NTM 201 4044/1 |  | 1 | 330.26 | 330.26 | 40 | 198.156 | 198.156
1.2.4.5.6.19 | PRODUCT PACKAGE/Main Remote Site Product (FAP1301839) |  |  | 1 | 177.0564 | 3541.1273 | 40 | 106.2338 | 2124.6764 | Yes | PRT
Price Objects
1.2.4.5.6.19.1 | CONNECTION CABLE/2F LCD-LCD SM | RPM 253 3577/50M |  | 1 | 65.5164 | 65.5164 | 40 | 39.3098 | 39.3098
1.2.4.5.6.19.2 | OPTICAL TRANSCEIVER/TRX SM CPRI 614.4-24 | RDH 102 47/2 |  | 2 | 28.6 | 57.2 | 40 | 17.16 | 34.32
1.2.4.5.6.19.3 | POLE MOUNTING FIXTURE CEU | NTM 202 20/1 |  | 2 | 27.17 | 54.34 | 40 | 16.302 | 32.604
1.2.4.5.7 | RBS6301 5m Fiber + SFP+Pole Bracket for 1 sector |  |  | 20 | 87.1173 | 1742.3457 | 40 | 52.2704 | 1045.4074
1.2.4.5.7.1 | PRODUCT PACKAGE/Main Remote Site Product (FAP1301839) |  |  | 1 | 87.1173 | 1742.3457 | 40 | 52.2704 | 1045.4074 | Yes | PRT
Price Objects
1.2.4.5.7.1.1 | CONNECTION CABLE/2F LCD-LCD SM | RPM 253 3577/5000 |  | 1 | 32.7773 | 32.7773 | 40 | 19.6664 | 19.6664
1.2.4.5.7.1.2 | POLE MOUNTING FIXTURE CEU | NTM 202 20/1 |  | 2 | 27.17 | 54.34 | 40 | 16.302 | 32.604
1.2.4.5.8 | RBS6301 WCDMA 1x2 30Wpcc to 1x3 20Wpcc_DUW20/30(0UL/0DL/15Code)_Rev A |  |  | 20 | 12513.5235 | 250270.4699 | 40 | 7508.1141 | 150162.2819
1.2.4.5.8.1 | Digital Unit DUW 30 Basic HW Module (excl.HWA, SFP) |  |  | 1 | 10880.4661 | 217609.3213 | 40 | 6528.2796 | 130565.5928 | Yes | PRA
1.2.4.5.8.2 | WCDMA Cell Carrier HWAC |  |  | 1 | 862.8677 | 17257.3539 | 40 | 517.7206 | 10354.4123 | Yes | PRA
1.2.4.5.8.3 | Digital Unit DUW 20 Basic HW Module (excl.HWA, SFP) |  |  | 0 | 7211.7153 | 0 | 40 | 4327.0292 | 0 | Yes | PRA
1.2.4.5.8.4 | WCDMA HS Codes HWAC (per 5HS-Codes) |  |  | 3 | 256.7299 | 15403.7947 | 40 | 154.0379 | 9242.2768 | Yes | PRA
1.2.5 | 03 3G Software_INDOOR |  |  |  |  | 6064800.5183 |  |  | 1391937.4526
1.2.5.1 | 3G For New Node (1st Carrier on HS) 2 |  |  |  |  | 4981092.0399 | 76 |  | 1195462.0896
1.2.5.1.1 | 21 Mbps SW features, per 3HScc (TPCM only) |  |  | 130 | 2292.1177 | 297975.2961 | 76 | 550.1082 | 71514.0711
1.2.5.1.1.1 | FAJ1211328 R1, Enhanced Layer2, 3HScc |  |  | 1 | 509.3595 | 66216.7325 | 76 | 122.2463 | 15892.0158 | Yes | PRA
1.2.5.1.1.2 | FAJ1211331 R1, HSDPA 64 QAM, 3HScc |  |  | 1 | 1782.7582 | 231758.5636 | 76 | 427.862 | 55622.0553 | Yes | PRA
1.2.5.1.2 | FAJ 121 1163, Advanced MO Scripting p.UL 16ChE |  |  | 1952 | 18.75 | 36600 | 76 | 4.5 | 8784
1.2.5.1.2.1 | FAJ 121 1163 Advanced MO Scripting UL |  |  | 1 | 18.75 | 36600 | 76 | 4.5 | 8784 | Yes
1.2.5.1.3 | FAJ1211091 R1, HSDPA Max bit rate for quality of service profiling p.Node |  |  | 130 | 407.4876 | 52973.386 | 76 | 97.797 | 12713.6126
1.2.5.1.3.1 | FAJ1211091 R1, HSPA Max bit rate for quality of service profiling, Node |  |  | 1 | 407.4876 | 52973.386 | 76 | 97.797 | 12713.6126 | Yes | PRA
1.2.5.1.4 | FAJ1211106 R1, IF/IRAT mobility on HSPA p.3HScc |  |  | 130 | 303.0689 | 39398.9558 | 76 | 72.7365 | 9455.7494
1.2.5.1.4.1 | FAJ1211106 R1, IF/IRAT mobility on HSPA, 3HScc |  |  | 1 | 303.0689 | 39398.9558 | 76 | 72.7365 | 9455.7494 | Yes | PRA
1.2.5.1.5 | FAJ1211111 R1, EUL QoS Scheduler p.Node |  |  | 130 | 152.8078 | 19865.0197 | 76 | 36.6739 | 4767.6047
1.2.5.1.5.1 | FAJ1211111 R1, EUL QoS Scheduler, Node |  |  | 1 | 152.8078 | 19865.0197 | 76 | 36.6739 | 4767.6047 | Yes | PRA
1.2.5.1.6 | FAJ1211132 R2, Iub over IP/Ethernet in RBS p.Node |  |  | 130 | 471.1575 | 61250.4775 | 76 | 113.0778 | 14700.1146
1.2.5.1.6.1 | FAJ1211132 R2, Iub over IP/Ethernet in RBS, Node |  |  | 1 | 471.1575 | 61250.4775 | 76 | 113.0778 | 14700.1146 | Yes | PRA
1.2.5.1.7 | FAJ1211155 R1, Network Synch Client for IP transport p.Node |  |  | 130 | 282.6945 | 36750.2865 | 76 | 67.8467 | 8820.0688
1.2.5.1.7.1 | FAJ1211155 R1, Network Synch Client for IP transport, Node |  |  | 1 | 282.6945 | 36750.2865 | 76 | 67.8467 | 8820.0688 | Yes | PRA
1.2.5.1.8 | FAJ1211317 R2, Enhanced Uplink 2ms TTI p.Node |  |  | 130 | 1528.0784 | 198650.1974 | 76 | 366.7388 | 47676.0474
1.2.5.1.8.1 | FAJ1211317 R2, Enhanced Uplink 2ms TTI, Node |  |  | 1 | 1528.0784 | 198650.1974 | 76 | 366.7388 | 47676.0474 | Yes | PRA
1.2.5.1.9 | FAJ1211333 R1, Advanced Receivers, GRAKE in RBS p.Node |  |  | 130 | 357.5 | 46475 | 76 | 85.8 | 11154
1.2.5.1.9.1 | FAJ1211333 R1, Advanced Receivers, GRAKE in RBS, Node |  |  | 1 | 357.5 | 46475 | 76 | 85.8 | 11154 | Yes | PRA
1.2.5.1.10 | FAJ1211334 R1, Improved Channel Element Ladder for E-DCH p.Node |  |  | 130 | 1337.0686 | 173818.9227 | 76 | 320.8965 | 41716.5414
1.2.5.1.10.1 | FAJ1211334 R1, Improved Channel Element Ladder for E-DCH, Node |  |  | 1 | 1337.0686 | 173818.9227 | 76 | 320.8965 | 41716.5414 | Yes | PRA
1.2.5.1.11 | FAJ121425 R3, Max Bit Rate Capability for QoS Profiling p.16 ChE UL |  |  | 1952 | 33.45 | 65294.4 | 76 | 8.028 | 15670.656
1.2.5.1.11.1 | FAJ121425 R3, Max Bit Rate Capability for QoS Profiling, 16 ChE |  |  | 1 | 33.45 | 65294.4 | 76 | 8.028 | 15670.656 | Yes | PRA
1.2.5.1.12 | FAJ121845 R2, Dynamic PS I/B RAB Establishment p.16 ChE UL |  |  | 1952 | 11.23 | 21920.96 | 76 | 2.6952 | 5261.0304
1.2.5.1.12.1 | FAJ121845 R2, Dynamic PS I/B RAB Establishment, 16 ChE |  |  | 1 | 11.23 | 21920.96 | 76 | 2.6952 | 5261.0304 | Yes | PRA
1.2.5.1.13 | FAJ121977 R1, Flexible initial rate selection, PS Interactive p.16 ChE UL |  |  | 1952 | 11.23 | 21920.96 | 76 | 2.6952 | 5261.0304
1.2.5.1.13.1 | FAJ121977 R1, Flexible initial rate selection, PS Interactive, 16 ChE |  |  | 1 | 11.23 | 21920.96 | 76 | 2.6952 | 5261.0304 | Yes | PRA
1.2.5.1.14 | HSDPA up to 32 users per cell, 3HScc (TPCM only) |  |  | 130 | 1069.6549 | 139055.1382 | 76 | 256.7172 | 33373.2332
1.2.5.1.14.1 | FAJ1210398 R1, HSDPA up to 32 users, 3HScc |  |  | 1 | 1069.6549 | 139055.1382 | 76 | 256.7172 | 33373.2332 | Yes | PRA
1.2.5.1.15 | Multi-RAB Bundle per 16ULCE |  |  | 1952 | 25.5 | 49776 | 76 | 6.12 | 11946.24
1.2.5.1.15.1 | Multi-RAB Bundle per 16ULCE |  |  | 1 | 25.5 | 49776 | 76 | 6.12 | 11946.24 | Yes
1.2.5.1.16 | Node B SW features, per 3 HScc (TPCM only) |  |  | 130 | 9012.9 | 1171677 | 76 | 2163.096 | 281202.48
1.2.5.1.16.1 | Node B SW features, per 3 HScc |  |  | 1 | 9012.9 | 1171677 | 76 | 2163.096 | 281202.48 | Yes
1.2.5.1.17 | Node B SW features, per UL CE kit (TPCM only) |  |  | 1952 | 1113.17 | 2172907.84 | 76 | 267.1608 | 521497.8816
1.2.5.1.17.1 | Node B SW features, per UL CE kit |  |  | 1 | 1113.17 | 2172907.84 | 76 | 267.1608 | 521497.8816 | Yes
1.2.5.1.18 | RANOS SW features, per Node B (TPCM only) |  |  | 130 | 1481.94 | 192652.2 | 76 | 355.6656 | 46236.528
1.2.5.1.18.1 | RANOS SW Feature, per Node B |  |  | 1 | 1481.94 | 192652.2 | 76 | 355.6656 | 46236.528 | Yes
1.2.5.1.19 | THP Bundle per RBS |  |  | 130 | 1401 | 182130 | 76 | 336.24 | 43711.2
1.2.5.1.19.1 | THP Bundle per RBS |  |  | 1 | 1401 | 182130 | 76 | 336.24 | 43711.2 | Yes
1.2.5.2 | 3G For HSDPA IFLS (1st Carrier on HS) 2 |  |  |  |  | 43371.9598 | 76 |  | 10409.2703
1.2.5.2.1 | FAJ1211467, HSDPA Inter frequency Load Sharing p.3HScc |  |  | 130 | 333.6305 | 43371.9598 | 76 | 80.0713 | 10409.2703
1.2.5.2.1.1 | FAJ1211467 R1, HSDPA Inter freq load sharing, 3HScc |  |  | 1 | 333.6305 | 43371.9598 | 76 | 80.0713 | 10409.2703 | Yes | PRA
1.2.5.3 | 3G For HS on 2nd Carrier 2 |  |  |  |  | 286250.1823 | 85.6 |  | 41220.0262
1.2.5.3.1 | 21 Mbps SW features, per 3HScc (TPCM only) |  |  | 22 | 2292.1177 | 50426.5886 | 85.6 | 330.0649 | 7261.4288
1.2.5.3.1.1 | FAJ1211328 R1, Enhanced Layer2, 3HScc |  |  | 1 | 509.3595 | 11205.9086 | 85.6 | 73.3478 | 1613.6508 | Yes | PRA
1.2.5.3.1.2 | FAJ1211331 R1, HSDPA 64 QAM, 3HScc |  |  | 1 | 1782.7582 | 39220.68 | 85.6 | 256.7172 | 5647.7779 | Yes | PRA
1.2.5.3.2 | FAJ1211106 R1, IF/IRAT mobility on HSPA p.3HScc |  |  | 22 | 303.0689 | 6667.5156 | 85.6 | 43.6419 | 960.1222
1.2.5.3.2.1 | FAJ1211106 R1, IF/IRAT mobility on HSPA, 3HScc |  |  | 1 | 303.0689 | 6667.5156 | 85.6 | 43.6419 | 960.1222 | Yes | PRA
1.2.5.3.3 | FAJ1211467, HSDPA Inter frequency Load Sharing p.3HScc |  |  | 22 | 333.6305 | 7339.8701 | 85.6 | 48.0428 | 1056.9413
1.2.5.3.3.1 | FAJ1211467 R1, HSDPA Inter freq load sharing, 3HScc |  |  | 1 | 333.6305 | 7339.8701 | 85.6 | 48.0428 | 1056.9413 | Yes | PRA
1.2.5.3.4 | HSDPA up to 32 users per cell, 3HScc (TPCM only) |  |  | 22 | 1069.6549 | 23532.408 | 85.6 | 154.0303 | 3388.6668
1.2.5.3.4.1 | FAJ1210398 R1, HSDPA up to 32 users, 3HScc |  |  | 1 | 1069.6549 | 23532.408 | 85.6 | 154.0303 | 3388.6668 | Yes | PRA
1.2.5.3.5 | Node B SW features, per 3 HScc (TPCM only) |  |  | 22 | 9012.9 | 198283.8 | 85.6 | 1297.8576 | 28552.8672
1.2.5.3.5.1 | Node B SW features, per 3 HScc |  |  | 1 | 9012.9 | 198283.8 | 85.6 | 1297.8576 | 28552.8672 | Yes
1.2.5.4 | 3G For HS on 3rd Carrier 2 |  |  |  |  | 0 | 0 |  | 0
1.2.5.4.1 | 21 Mbps SW features, per 3HScc (TPCM only) |  |  | 0 | 0 | 0 | 0 | 275.0541 | 0
1.2.5.4.1.1 | FAJ1211328 R1, Enhanced Layer2, 3HScc |  |  | 1 | 509.3595 | 0 | 88 | 61.1231 | 0 | Yes | PRA
1.2.5.4.1.2 | FAJ1211331 R1, HSDPA 64 QAM, 3HScc |  |  | 1 | 1782.7582 | 0 | 88 | 213.931 | 0 | Yes | PRA
1.2.5.4.2 | FAJ1211106 R1, IF/IRAT mobility on HSPA p.3HScc |  |  | 0 | 0 | 0 | 0 | 36.3683 | 0
1.2.5.4.2.1 | FAJ1211106 R1, IF/IRAT mobility on HSPA, 3HScc |  |  | 1 | 303.0689 | 0 | 88 | 36.3683 | 0 | Yes | PRA
1.2.5.4.3 | FAJ1211467, HSDPA Inter frequency Load Sharing p.3HScc |  |  | 0 | 0 | 0 | 0 | 40.0357 | 0
1.2.5.4.3.1 | FAJ1211467 R1, HSDPA Inter freq load sharing, 3HScc |  |  | 1 | 333.6305 | 0 | 88 | 40.0357 | 0 | Yes | PRA
1.2.5.4.4 | HSDPA up to 32 users per cell, 3HScc (TPCM only) |  |  | 0 | 0 | 0 | 0 | 128.3586 | 0
1.2.5.4.4.1 | FAJ1210398 R1, HSDPA up to 32 users, 3HScc |  |  | 1 | 1069.6549 | 0 | 88 | 128.3586 | 0 | Yes | PRA
1.2.5.4.5 | Node B SW features, per 3 HScc (TPCM only) |  |  | 0 | 0 | 0 | 0 | 1081.548 | 0
1.2.5.4.5.1 | Node B SW features, per 3 HScc |  |  | 1 | 9012.9 | 0 | 88 | 1081.548 | 0 | Yes
1.2.5.5 | 3G For EUL on 2nd Carrier (Same BB pool)-For >1 Se 2 |  |  |  |  | 29135.3623 | 85.6 |  | 4195.4922
1.2.5.5.1 | FAJ1211112 R1 EUL Scheduler support for 6 cell carriers p.Node |  |  | 22 | 1324.3346 | 29135.3623 | 85.6 | 190.7042 | 4195.4922
1.2.5.5.1.1 | FAJ1211112 R1, EUL Scheduler support for 6 cell carriers, Node |  |  | 1 | 1324.3346 | 29135.3623 | 85.6 | 190.7042 | 4195.4922 | Yes | PRA
1.2.5.6 | 3G For EUL on 3rd Carrier - All Node 2 |  |  |  |  | 227454.476 | 88 |  | 27294.5371
1.2.5.6.1 | FAJ1211518 R1, EUL for large RBS configurations p.Node |  |  | 130 | 1749.6498 | 227454.476 | 88 | 209.958 | 27294.5371
1.2.5.6.1.1 | FAJ1211518 R1, EUL for large RBS configurations, Node |  |  | 1 | 1749.6498 | 227454.476 | 88 | 209.958 | 27294.5371 | Yes | PRA
1.2.5.7 | 3G For 64 HS Users on 1st carrier 2 |  |  |  |  | 104291.3536 | 76 |  | 25029.9249
1.2.5.7.1 | FAJ1210461 R1, HSDPA up to 64 users p.3HScc |  |  | 130 | 802.2412 | 104291.3536 | 76 | 192.5379 | 25029.9249
1.2.5.7.1.1 | FAJ1210461 R1, HSDPA up to 64 users, 3HScc |  |  | 1 | 802.2412 | 104291.3536 | 76 | 192.5379 | 25029.9249 | Yes | PRA
1.2.5.8 | 3G For 64 HS Users on 2nd carrier 2 |  |  |  |  | 17649.306 | 85.6 |  | 2541.5001
1.2.5.8.1 | FAJ1210461 R1, HSDPA up to 64 users p.3HScc |  |  | 22 | 802.2412 | 17649.306 | 85.6 | 115.5227 | 2541.5001
1.2.5.8.1.1 | FAJ1210461 R1, HSDPA up to 64 users, 3HScc |  |  | 1 | 802.2412 | 17649.306 | 85.6 | 115.5227 | 2541.5001 | Yes | PRA
1.2.5.9 | 3G For 64 HS Users on 3rd carrier 2 |  |  |  |  | 0 | 0 |  | 0
1.2.5.9.1 | FAJ1210461 R1, HSDPA up to 64 users p.3HScc |  |  | 0 | 0 | 0 | 0 | 96.2689 | 0
1.2.5.9.1.1 | FAJ1210461 R1, HSDPA up to 64 users, 3HScc |  |  | 1 | 802.2412 | 0 | 88 | 96.2689 | 0 | Yes | PRA
1.2.5.10 | 3G For 32 EUL Users 2 |  |  |  |  | 62574.8122 | 76 |  | 15017.9549
1.2.5.10.1 | FAJ1210452 R1, EUL up to 32 users p.Node |  |  | 130 | 481.3447 | 62574.8122 | 76 | 115.5227 | 15017.9549
1.2.5.10.1.1 | FAJ1210452 R1, EUL up to 32 users, Node |  |  | 1 | 481.3447 | 62574.8122 | 76 | 115.5227 | 15017.9549 | Yes | PRA
1.2.5.11 | 3G For MC on 1st carrier 2 |  |  |  |  | 267681.141 | 76 |  | 64243.4738
1.2.5.11.1 | FAJ1211441 R1 Multi Carrier p.3HScc |  |  | 130 | 1782.7582 | 231758.5636 | 76 | 427.862 | 55622.0553
1.2.5.11.1.1 | FAJ1211441 R1, Multi Carrier, 3HScc |  |  | 1 | 1782.7582 | 231758.5636 | 76 | 427.862 | 55622.0553 | Yes | PRA
1.2.5.11.2 | FAJ1211445 R1 Multi Carrier Inactivity Control p.3HScc |  |  | 130 | 276.3275 | 35922.5774 | 76 | 66.3186 | 8621.4186
1.2.5.11.2.1 | FAJ1211445 R1, Multi Carrier Inactivity Control, 3HScc |  |  | 1 | 276.3275 | 35922.5774 | 76 | 66.3186 | 8621.4186 | Yes | PRA
1.2.5.12 | 3G For MC on 2nd carrier 2 |  |  |  |  | 45299.8854 | 85.6 |  | 6523.1835
1.2.5.12.1 | FAJ1211441 R1 Multi Carrier p.3HScc |  |  | 22 | 1782.7582 | 39220.68 | 85.6 | 256.7172 | 5647.7779
1.2.5.12.1.1 | FAJ1211441 R1, Multi Carrier, 3HScc |  |  | 1 | 1782.7582 | 39220.68 | 85.6 | 256.7172 | 5647.7779 | Yes | PRA
1.2.5.12.2 | FAJ1211445 R1 Multi Carrier Inactivity Control p.3HScc |  |  | 22 | 276.3275 | 6079.2054 | 85.6 | 39.7912 | 875.4056
1.2.5.12.2.1 | FAJ1211445 R1, Multi Carrier Inactivity Control, 3HScc |  |  | 1 | 276.3275 | 6079.2054 | 85.6 | 39.7912 | 875.4056 | Yes | PRA
1.2.6 | 03 3G Software_OUTDOOR |  |  |  |  | 8364663.6783 |  |  | 1676098.9944
1.2.6.1 | 3G For New Node (1st Carrier on HS) 3 |  |  |  |  | 4867540.9879 | 76 |  | 1168209.8371
1.2.6.1.1 | 21 Mbps SW features, per 3HScc (TPCM only) |  |  | 113 | 2292.1177 | 259009.2958 | 76 | 550.1082 | 62162.231
1.2.6.1.1.1 | FAJ1211328 R1, Enhanced Layer2, 3HScc |  |  | 1 | 509.3595 | 57557.6213 | 76 | 122.2463 | 13813.8291 | Yes | PRA
1.2.6.1.1.2 | FAJ1211331 R1, HSDPA 64 QAM, 3HScc |  |  | 1 | 1782.7582 | 201451.6745 | 76 | 427.862 | 48348.4019 | Yes | PRA
1.2.6.1.2 | FAJ 121 1163, Advanced MO Scripting p.UL 16ChE |  |  | 2140 | 18.75 | 40125 | 76 | 4.5 | 9630
1.2.6.1.2.1 | FAJ 121 1163 Advanced MO Scripting UL |  |  | 1 | 18.75 | 40125 | 76 | 4.5 | 9630 | Yes
1.2.6.1.3 | FAJ1211091 R1, HSDPA Max bit rate for quality of service profiling p.Node |  |  | 113 | 407.4876 | 46046.097 | 76 | 97.797 | 11051.0633
1.2.6.1.3.1 | FAJ1211091 R1, HSPA Max bit rate for quality of service profiling, Node |  |  | 1 | 407.4876 | 46046.097 | 76 | 97.797 | 11051.0633 | Yes | PRA
1.2.6.1.4 | FAJ1211106 R1, IF/IRAT mobility on HSPA p.3HScc |  |  | 113 | 303.0689 | 34246.7847 | 76 | 72.7365 | 8219.2283
1.2.6.1.4.1 | FAJ1211106 R1, IF/IRAT mobility on HSPA, 3HScc |  |  | 1 | 303.0689 | 34246.7847 | 76 | 72.7365 | 8219.2283 | Yes | PRA
1.2.6.1.5 | FAJ1211111 R1, EUL QoS Scheduler p.Node |  |  | 113 | 152.8078 | 17267.2864 | 76 | 36.6739 | 4144.1487
1.2.6.1.5.1 | FAJ1211111 R1, EUL QoS Scheduler, Node |  |  | 1 | 152.8078 | 17267.2864 | 76 | 36.6739 | 4144.1487 | Yes | PRA
1.2.6.1.6 | FAJ1211132 R2, Iub over IP/Ethernet in RBS p.Node |  |  | 113 | 471.1575 | 53240.7997 | 76 | 113.0778 | 12777.7919
1.2.6.1.6.1 | FAJ1211132 R2, Iub over IP/Ethernet in RBS, Node |  |  | 1 | 471.1575 | 53240.7997 | 76 | 113.0778 | 12777.7919 | Yes | PRA
1.2.6.1.7 | FAJ1211155 R1, Network Synch Client for IP transport p.Node |  |  | 113 | 282.6945 | 31944.4798 | 76 | 67.8467 | 7666.6752
1.2.6.1.7.1 | FAJ1211155 R1, Network Synch Client for IP transport, Node |  |  | 1 | 282.6945 | 31944.4798 | 76 | 67.8467 | 7666.6752 | Yes | PRA
1.2.6.1.8 | FAJ1211317 R2, Enhanced Uplink 2ms TTI p.Node |  |  | 113 | 1528.0784 | 172672.8639 | 76 | 366.7388 | 41441.4873
1.2.6.1.8.1 | FAJ1211317 R2, Enhanced Uplink 2ms TTI, Node |  |  | 1 | 1528.0784 | 172672.8639 | 76 | 366.7388 | 41441.4873 | Yes | PRA
1.2.6.1.9 | FAJ1211333 R1, Advanced Receivers, GRAKE in RBS p.Node |  |  | 113 | 357.5 | 40397.5 | 76 | 85.8 | 9695.4
1.2.6.1.9.1 | FAJ1211333 R1, Advanced Receivers, GRAKE in RBS, Node |  |  | 1 | 357.5 | 40397.5 | 76 | 85.8 | 9695.4 | Yes | PRA
1.2.6.1.10 | FAJ1211334 R1, Improved Channel Element Ladder for E-DCH p.Node |  |  | 113 | 1337.0686 | 151088.7559 | 76 | 320.8965 | 36261.3014
1.2.6.1.10.1 | FAJ1211334 R1, Improved Channel Element Ladder for E-DCH, Node |  |  | 1 | 1337.0686 | 151088.7559 | 76 | 320.8965 | 36261.3014 | Yes | PRA
1.2.6.1.11 | FAJ121425 R3, Max Bit Rate Capability for QoS Profiling p.16 ChE UL |  |  | 2140 | 33.45 | 71583 | 76 | 8.028 | 17179.92
1.2.6.1.11.1 | FAJ121425 R3, Max Bit Rate Capability for QoS Profiling, 16 ChE |  |  | 1 | 33.45 | 71583 | 76 | 8.028 | 17179.92 | Yes | PRA
1.2.6.1.12 | FAJ121845 R2, Dynamic PS I/B RAB Establishment p.16 ChE UL |  |  | 2140 | 11.23 | 24032.2 | 76 | 2.6952 | 5767.728
1.2.6.1.12.1 | FAJ121845 R2, Dynamic PS I/B RAB Establishment, 16 ChE |  |  | 1 | 11.23 | 24032.2 | 76 | 2.6952 | 5767.728 | Yes | PRA
1.2.6.1.13 | FAJ121977 R1, Flexible initial rate selection, PS Interactive p.16 ChE UL |  |  | 2140 | 11.23 | 24032.2 | 76 | 2.6952 | 5767.728
1.2.6.1.13.1 | FAJ121977 R1, Flexible initial rate selection, PS Interactive, 16 ChE |  |  | 1 | 11.23 | 24032.2 | 76 | 2.6952 | 5767.728 | Yes | PRA
1.2.6.1.14 | HSDPA up to 32 users per cell, 3HScc (TPCM only) |  |  | 113 | 1069.6549 | 120871.0047 | 76 | 256.7172 | 29009.0411
1.2.6.1.14.1 | FAJ1210398 R1, HSDPA up to 32 users, 3HScc |  |  | 1 | 1069.6549 | 120871.0047 | 76 | 256.7172 | 29009.0411 | Yes | PRA
1.2.6.1.15 | Multi-RAB Bundle per 16ULCE |  |  | 2140 | 25.5 | 54570 | 76 | 6.12 | 13096.8
1.2.6.1.15.1 | Multi-RAB Bundle per 16ULCE |  |  | 1 | 25.5 | 54570 | 76 | 6.12 | 13096.8 | Yes
1.2.6.1.16 | Node B SW features, per 3 HScc (TPCM only) |  |  | 113 | 9012.9 | 1018457.7 | 76 | 2163.096 | 244429.848
1.2.6.1.16.1 | Node B SW features, per 3 HScc |  |  | 1 | 9012.9 | 1018457.7 | 76 | 2163.096 | 244429.848 | Yes
1.2.6.1.17 | Node B SW features, per UL CE kit (TPCM only) |  |  | 2140 | 1113.17 | 2382183.8 | 76 | 267.1608 | 571724.112
1.2.6.1.17.1 | Node B SW features, per UL CE kit |  |  | 1 | 1113.17 | 2382183.8 | 76 | 267.1608 | 571724.112 | Yes
1.2.6.1.18 | RANOS SW features, per Node B (TPCM only) |  |  | 113 | 1481.94 | 167459.22 | 76 | 355.6656 | 40190.2128
1.2.6.1.18.1 | RANOS SW Feature, per Node B |  |  | 1 | 1481.94 | 167459.22 | 76 | 355.6656 | 40190.2128 | Yes
1.2.6.1.19 | THP Bundle per RBS |  |  | 113 | 1401 | 158313 | 76 | 336.24 | 37995.12
1.2.6.1.19.1 | THP Bundle per RBS |  |  | 1 | 1401 | 158313 | 76 | 336.24 | 37995.12 | Yes
1.2.6.2 | 3G For HSDPA IFLS (1st Carrier on HS) 3 |  |  |  |  | 37700.2419 | 76 |  | 9048.0581
1.2.6.2.1 | FAJ1211467, HSDPA Inter frequency Load Sharing p.3HScc |  |  | 113 | 333.6305 | 37700.2419 | 76 | 80.0713 | 9048.0581
1.2.6.2.1.1 | FAJ1211467 R1, HSDPA Inter freq load sharing, 3HScc |  |  | 1 | 333.6305 | 37700.2419 | 76 | 80.0713 | 9048.0581 | Yes | PRA
1.2.6.3 | 3G For HS on 2nd Carrier 3 |  |  |  |  | 1210057.5887 | 85.6 |  | 174248.2928
1.2.6.3.1 | 21 Mbps SW features, per 3HScc (TPCM only) |  |  | 93 | 2292.1177 | 213166.9426 | 85.6 | 330.0649 | 30696.0397
1.2.6.3.1.1 | FAJ1211328 R1, Enhanced Layer2, 3HScc |  |  | 1 | 509.3595 | 47370.4317 | 85.6 | 73.3478 | 6821.3422 | Yes | PRA
1.2.6.3.1.2 | FAJ1211331 R1, HSDPA 64 QAM, 3HScc |  |  | 1 | 1782.7582 | 165796.5109 | 85.6 | 256.7172 | 23874.6976 | Yes | PRA
1.2.6.3.2 | FAJ1211106 R1, IF/IRAT mobility on HSPA p.3HScc |  |  | 93 | 303.0689 | 28185.4069 | 85.6 | 43.6419 | 4058.6986
1.2.6.3.2.1 | FAJ1211106 R1, IF/IRAT mobility on HSPA, 3HScc |  |  | 1 | 303.0689 | 28185.4069 | 85.6 | 43.6419 | 4058.6986 | Yes | PRA
1.2.6.3.3 | FAJ1211467, HSDPA Inter frequency Load Sharing p.3HScc |  |  | 93 | 333.6305 | 31027.6328 | 85.6 | 48.0428 | 4467.9791
1.2.6.3.3.1 | FAJ1211467 R1, HSDPA Inter freq load sharing, 3HScc |  |  | 1 | 333.6305 | 31027.6328 | 85.6 | 48.0428 | 4467.9791 | Yes | PRA
1.2.6.3.4 | HSDPA up to 32 users per cell, 3HScc (TPCM only) |  |  | 93 | 1069.6549 | 99477.9065 | 85.6 | 154.0303 | 14324.8185
1.2.6.3.4.1 | FAJ1210398 R1, HSDPA up to 32 users, 3HScc |  |  | 1 | 1069.6549 | 99477.9065 | 85.6 | 154.0303 | 14324.8185 | Yes | PRA
1.2.6.3.5 | Node B SW features, per 3 HScc (TPCM only) |  |  | 93 | 9012.9 | 838199.7 | 85.6 | 1297.8576 | 120700.7568
1.2.6.3.5.1 | Node B SW features, per 3 HScc |  |  | 1 | 9012.9 | 838199.7 | 85.6 | 1297.8576 | 120700.7568 | Yes
1.2.6.4 | 3G For HS on 3rd Carrier 3 |  |  |  |  | 1210057.5887 | 88 |  | 145206.9106
1.2.6.4.1 | 21 Mbps SW features, per 3HScc (TPCM only) |  |  | 93 | 2292.1177 | 213166.9426 | 88 | 275.0541 | 25580.0331
1.2.6.4.1.1 | FAJ1211328 R1, Enhanced Layer2, 3HScc |  |  | 1 | 509.3595 | 47370.4317 | 88 | 61.1231 | 5684.4518 | Yes | PRA
1.2.6.4.1.2 | FAJ1211331 R1, HSDPA 64 QAM, 3HScc |  |  | 1 | 1782.7582 | 165796.5109 | 88 | 213.931 | 19895.5813 | Yes | PRA
1.2.6.4.2 | FAJ1211106 R1, IF/IRAT mobility on HSPA p.3HScc |  |  | 93 | 303.0689 | 28185.4069 | 88 | 36.3683 | 3382.2488
1.2.6.4.2.1 | FAJ1211106 R1, IF/IRAT mobility on HSPA, 3HScc |  |  | 1 | 303.0689 | 28185.4069 | 88 | 36.3683 | 3382.2488 | Yes | PRA
1.2.6.4.3 | FAJ1211467, HSDPA Inter frequency Load Sharing p.3HScc |  |  | 93 | 333.6305 | 31027.6328 | 88 | 40.0357 | 3723.3159
1.2.6.4.3.1 | FAJ1211467 R1, HSDPA Inter freq load sharing, 3HScc |  |  | 1 | 333.6305 | 31027.6328 | 88 | 40.0357 | 3723.3159 | Yes | PRA
1.2.6.4.4 | HSDPA up to 32 users per cell, 3HScc (TPCM only) |  |  | 93 | 1069.6549 | 99477.9065 | 88 | 128.3586 | 11937.3488
1.2.6.4.4.1 | FAJ1210398 R1, HSDPA up to 32 users, 3HScc |  |  | 1 | 1069.6549 | 99477.9065 | 88 | 128.3586 | 11937.3488 | Yes | PRA
1.2.6.4.5 | Node B SW features, per 3 HScc (TPCM only) |  |  | 93 | 9012.9 | 838199.7 | 88 | 1081.548 | 100583.964
1.2.6.4.5.1 | Node B SW features, per 3 HScc |  |  | 1 | 9012.9 | 838199.7 | 88 | 1081.548 | 100583.964 | Yes
1.2.6.5 | 3G For EUL on 2nd Carrier (Same BB pool)-For >1 Se 3 |  |  |  |  | 123163.1224 | 85.6 |  | 17735.4896
1.2.6.5.1 | FAJ1211112 R1 EUL Scheduler support for 6 cell carriers p.Node |  |  | 93 | 1324.3346 | 123163.1224 | 85.6 | 190.7042 | 17735.4896
1.2.6.5.1.1 | FAJ1211112 R1, EUL Scheduler support for 6 cell carriers, Node |  |  | 1 | 1324.3346 | 123163.1224 | 85.6 | 190.7042 | 17735.4896 | Yes | PRA
1.2.6.6 | 3G For EUL on 3rd Carrier - All Node 3 |  |  |  |  | 197710.4291 | 88 |  | 23725.2515
1.2.6.6.1 | FAJ1211518 R1, EUL for large RBS configurations p.Node |  |  | 113 | 1749.6498 | 197710.4291 | 88 | 209.958 | 23725.2515
1.2.6.6.1.1 | FAJ1211518 R1, EUL for large RBS configurations, Node |  |  | 1 | 1749.6498 | 197710.4291 | 88 | 209.958 | 23725.2515 | Yes | PRA
1.2.6.7 | 3G For 64 HS Users on 1st carrier 3 |  |  |  |  | 90653.2535 | 76 |  | 21756.7808
1.2.6.7.1 | FAJ1210461 R1, HSDPA up to 64 users p.3HScc |  |  | 113 | 802.2412 | 90653.2535 | 76 | 192.5379 | 21756.7808
1.2.6.7.1.1 | FAJ1210461 R1, HSDPA up to 64 users, 3HScc |  |  | 1 | 802.2412 | 90653.2535 | 76 | 192.5379 | 21756.7808 | Yes | PRA
1.2.6.8 | 3G For 64 HS Users on 2nd carrier 3 |  |  |  |  | 74608.4299 | 85.6 |  | 10743.6139
1.2.6.8.1 | FAJ1210461 R1, HSDPA up to 64 users p.3HScc |  |  | 93 | 802.2412 | 74608.4299 | 85.6 | 115.5227 | 10743.6139
1.2.6.8.1.1 | FAJ1210461 R1, HSDPA up to 64 users, 3HScc |  |  | 1 | 802.2412 | 74608.4299 | 85.6 | 115.5227 | 10743.6139 | Yes | PRA
1.2.6.9 | 3G For 64 HS Users on 3rd carrier 3 |  |  |  |  | 74608.4299 | 88 |  | 8953.0116
1.2.6.9.1 | FAJ1210461 R1, HSDPA up to 64 users p.3HScc |  |  | 93 | 802.2412 | 74608.4299 | 88 | 96.2689 | 8953.0116
1.2.6.9.1.1 | FAJ1210461 R1, HSDPA up to 64 users, 3HScc |  |  | 1 | 802.2412 | 74608.4299 | 88 | 96.2689 | 8953.0116 | Yes | PRA
1.2.6.10 | 3G For 32 EUL Users 3 |  |  |  |  | 54391.9521 | 76 |  | 13054.0685
1.2.6.10.1 | FAJ1210452 R1, EUL up to 32 users p.Node |  |  | 113 | 481.3447 | 54391.9521 | 76 | 115.5227 | 13054.0685
1.2.6.10.1.1 | FAJ1210452 R1, EUL up to 32 users, Node |  |  | 1 | 481.3447 | 54391.9521 | 76 | 115.5227 | 13054.0685 | Yes | PRA
1.2.6.11 | 3G For MC on 1st carrier 3 |  |  |  |  | 232676.6841 | 76 |  | 55842.4042
1.2.6.11.1 | FAJ1211441 R1 Multi Carrier p.3HScc |  |  | 113 | 1782.7582 | 201451.6745 | 76 | 427.862 | 48348.4019
1.2.6.11.1.1 | FAJ1211441 R1, Multi Carrier, 3HScc |  |  | 1 | 1782.7582 | 201451.6745 | 76 | 427.862 | 48348.4019 | Yes | PRA
1.2.6.11.2 | FAJ1211445 R1 Multi Carrier Inactivity Control p.3HScc |  |  | 113 | 276.3275 | 31225.0096 | 76 | 66.3186 | 7494.0023
1.2.6.11.2.1 | FAJ1211445 R1, Multi Carrier Inactivity Control, 3HScc |  |  | 1 | 276.3275 | 31225.0096 | 76 | 66.3186 | 7494.0023 | Yes | PRA
1.2.6.12 | 3G For MC on 2nd carrier 3 |  |  |  |  | 191494.9701 | 85.6 |  | 27575.2757
1.2.6.12.1 | FAJ1211441 R1 Multi Carrier p.3HScc |  |  | 93 | 1782.7582 | 165796.5109 | 85.6 | 256.7172 | 23874.6976
1.2.6.12.1.1 | FAJ1211441 R1, Multi Carrier, 3HScc |  |  | 1 | 1782.7582 | 165796.5109 | 85.6 | 256.7172 | 23874.6976 | Yes | PRA
1.2.6.12.2 | FAJ1211445 R1 Multi Carrier Inactivity Control p.3HScc |  |  | 93 | 276.3275 | 25698.4592 | 85.6 | 39.7912 | 3700.5781
1.2.6.12.2.1 | FAJ1211445 R1, Multi Carrier Inactivity Control, 3HScc |  |  | 1 | 276.3275 | 25698.4592 | 85.6 | 39.7912 | 3700.5781 | Yes | PRA
1.3 | 12 (ADD) New Sites (LTE FY12/13 New Sites) |  |  |  |  | 20901175.6764 |  |  | 12906910.7481
1.3.1 | 01 Hardware Indoor |  |  |  |  | 6891763.4066 |  |  | 4135058.0439
1.3.1.1 | Indoor-Transmission_1768 2 |  |  |  |  | 293553.7 | 40 |  | 176132.22
1.3.1.1.1 | SIU-02 HW (1 Set) for local RFP |  |  | 110 | 2668.67 | 293553.7 | 40 | 1601.202 | 176132.22
1.3.1.1.1.1 | PRODUCT PACKAGE/SIU, RBS SITE (FAP1304251) |  |  | 1 | 2668.67 | 293553.7 | 40 | 1601.202 | 176132.22 | Yes | PRT
Price Objects
1.3.1.1.1.1.1 | Grounding Material, Grounding Kit, 2m/25mm2, Black, Indoor (RBS / BBS / Cable Ladder) | 5/NTM 201 201/2 |  | 1 | 15.83 | 15.83 | 40 | 9.498 | 9.498
1.3.1.1.1.1.2 | SFP GB-LX 1310nm -40/+85C | RDH 901 20/D0210 |  | 2 | 127.78 | 255.56 | 40 | 76.668 | 153.336
1.3.1.1.1.1.3 | Patchcord 2x10/125 2mm LC-LC P5 60M | TSR 391 3079/60M |  | 1 | 37.41 | 37.41 | 40 | 22.446 | 22.446
1.3.1.1.1.1.4 | Site Integration Unit 02, SIU-02 | INF 901 7111/S2 |  | 1 | 2359.87 | 2359.87 | 40 | 1415.922 | 1415.922
1.3.1.2 | Indoor-eNodeB Digital/Baseband Unit_1760 2 |  |  |  |  | 2648096.2689 | 40 |  | 1588857.7614
1.3.1.2.1 | DUL with 100 Mbps to 202 Mbps |  |  | 110 | 3156.7554 | 347243.0918 | 40 | 1894.0532 | 208345.8551
1.3.1.2.1.1 | Delta DUL 100 Mbps to 202 Mbps |  |  | 1 | 3156.7554 | 347243.0918 | 40 | 1894.0532 | 208345.8551 | Yes
1.3.1.2.2 | DUL with 100Mbps |  |  | 220 | 10458.4235 | 2300853.1771 | 40 | 6275.0541 | 1380511.9063
1.3.1.2.2.1 | Digital Unit with 100Mbps |  |  | 1 | 10458.4235 | 2300853.1771 | 40 | 6275.0541 | 1380511.9063 | Yes
1.3.1.3 | ADD-ON Indoor-eNodeB Battery Backup_1777 2 |  |  |  |  | 0 | 0 |  | 0
1.3.1.3.1 | DUMMY (to be deleted) |  |  | 1 | 0 | 0 | 0 | 0 | 0
1.3.1.3.1.1 | EQUIP. RADIO CABINET |  |  | 1 | 0 | 0 | 0 | 0 | 0 | Yes | PRT
1.3.1.4 | Indoor-eNodeB Battery Backup_1767 2 |  |  |  |  | 610533.0002 | 40 |  | 366319.8001
1.3.1.4.1 | 1xBatt Shelf |  |  | 36 | 926.1429 | 33341.1435 | 40 | 555.6857 | 20004.6861
1.3.1.4.1.1 | Prepared for internal battery back-up one shelf |  |  | 1 | 926.1429 | 33341.1435 | 40 | 555.6857 | 20004.6861 | Yes | PRA
1.3.1.4.2 | Alarm Cable, Spooled Cable, 10m |  |  | 22 | 20.06 | 441.32 | 40 | 12.036 | 264.792
1.3.1.4.2.1 | Alarm Cable, Spooled Cable, 10m |  |  | 1 | 20.06 | 441.32 | 40 | 12.036 | 264.792 | Yes | PRA
1.3.1.4.3 | Battery set, 48V/100 Ah (NSB) for BBS 6201 (1 piece) |  |  | 2 | 1419 | 2838 | 40 | 851.4 | 1702.8
1.3.1.4.3.1 | Battery set, 48V/100 Ah (NSB) |  |  | 1 | 1419 | 2838 | 40 | 851.4 | 1702.8 | Yes | PRA
1.3.1.4.4 | Battery set, 48V/100 Ah,incl.cable set for RBS 6102 (1 piece) |  |  | 81 | 5209 | 421929 | 40 | 3125.4 | 253157.4
1.3.1.4.4.1 | Battery set, 48V/100 Ah,incl.cable set for RBS 6102 |  |  | 1 | 5209 | 421929 | 40 | 3125.4 | 253157.4 | Yes | PRA
1.3.1.4.5 | BBS6201-No Batt. |  |  | 2 | 1300.84 | 2601.68 | 40 | 780.504 | 1561.008
1.3.1.4.5.1 | RBS 6201 interface |  |  | 1 | 290.63 | 581.26 | 40 | 174.378 | 348.756 | Yes | PRA
1.3.1.4.5.2 | RBS DC cable, 20 m (< 2x10m), 50 mm2 |  |  | 1 | 297 | 594 | 40 | 178.2 | 356.4 | Yes | PRA
1.3.1.4.5.3 | Battery set, 48V/100 Ah (NSB) |  |  | 0 | 1419 | 0 | 40 | 851.4 | 0 | Yes | PRA
1.3.1.4.5.4 | Compact rack with PCU-DC |  |  | 1 | 713.21 | 1426.42 | 40 | 427.926 | 855.852 | Yes | PRA
1.3.1.4.6 | Double-mount kit to attach one BU to one MU |  |  | 22 | 40.11 | 882.42 | 40 | 24.066 | 529.452
1.3.1.4.6.1 | Double-mount kit to attach one BU to one MU |  |  | 1 | 40.11 | 882.42 | 40 | 24.066 | 529.452 | Yes | PRA
1.3.1.4.7 | NSB Battery, 48V/13Ah For PBC-02 |  |  | 88 | 452 | 39776 | 40 | 271.2 | 23865.6
1.3.1.4.7.1 | Battery 48V / 12 Ah |  |  | 1 | 452 | 39776 | 40 | 271.2 | 23865.6 | Yes | PRA
1.3.1.4.8 | PBC-02 BU2 prepared for 2 x 12 Ah battery |  |  | 44 | 1107.3 | 48721.2 | 40 | 664.38 | 29232.72
1.3.1.4.8.1 | PBC-02 BU2 prepared for 2 x 12 Ah battery |  |  | 1 | 1107.3 | 48721.2 | 40 | 664.38 | 29232.72 | Yes | PRA
1.3.1.4.9 | PBC-02 MU2 ( 1200 W) incl. sunshield |  |  | 22 | 2358.3344 | 51883.3567 | 40 | 1415.0006 | 31130.014
1.3.1.4.9.1 | PBC-02 MU2 ( 1200 W) incl. sunshield |  |  | 1 | 2358.3344 | 51883.3567 | 40 | 1415.0006 | 31130.014 | Yes | PRA
1.3.1.4.10 | Pole Mounting Kits, PBC-02 |  |  | 44 | 184.52 | 8118.88 | 40 | 110.712 | 4871.328
1.3.1.4.10.1 | Pole Mounting Kits, PBC-02 |  |  | 1 | 184.52 | 8118.88 | 40 | 110.712 | 4871.328 | Yes | PRA
1.3.1.5 | ADD-ON Indoor-eNodeB Digital/Baseband Unit_1770 2 |  |  |  |  | 0 | 0 |  | 0
1.3.1.5.1 | DUMMY (to be deleted) |  |  | 1 | 0 | 0 | 0 | 0 | 0
1.3.1.5.1.1 | EQUIP. RADIO CABINET |  |  | 1 | 0 | 0 | 0 | 0 | 0 | Yes | PRT
1.3.1.6 | Indoor-eNodeB Power Connection Unit_1765 2 |  |  |  |  | 0 | 0 |  | 0
1.3.1.6.1 | DUMMY (to be deleted) |  |  | 1 | 0 | 0 | 0 | 0 | 0
1.3.1.6.1.1 | EQUIP. RADIO CABINET |  |  | 1 | 0 | 0 | 0 | 0 | 0 | Yes | PRT
1.3.1.7 | ADD-ON Indoor-Transmission_1778 2 |  |  |  |  | 0 | 0 |  | 0
1.3.1.7.1 | DUMMY (to be deleted) |  |  | 1 | 0 | 0 | 0 | 0 | 0
1.3.1.7.1.1 | EQUIP. RADIO CABINET |  |  | 1 | 0 | 0 | 0 | 0 | 0 | Yes | PRT
1.3.1.8 | ADD-ON Indoor-eNodeB Radio Unit_1771 2 |  |  |  |  | 0 | 0 |  | 0
1.3.1.8.1 | DUMMY (to be deleted) |  |  | 1 | 0 | 0 | 0 | 0 | 0
1.3.1.8.1.1 | EQUIP. RADIO CABINET |  |  | 1 | 0 | 0 | 0 | 0 | 0 | Yes | PRT
1.3.1.9 | Indoor-eNodeB Radio Unit_1761 2 |  |  |  |  | 2625891.2008 | 40 |  | 1575534.7205
1.3.1.9.1 | Additional 10MHz Bandwidth HWAC |  |  | 132 | 700.3693 | 92448.7457 | 40 | 420.2216 | 55469.2474
1.3.1.9.1.1 | Upgrade From 10MHz to 20MHz |  |  | 1 | 700.3693 | 92448.7457 | 40 | 420.2216 | 55469.2474 | Yes
1.3.1.9.2 | Additional Output Power HWAC 20W->40W (per RU) |  |  | 440 | 967.9358 | 425891.7611 | 40 | 580.7615 | 255535.0567
1.3.1.9.2.1 | Output Power HWAC 20W->40W (per RU) |  |  | 1 | 967.9358 | 425891.7611 | 40 | 580.7615 | 255535.0567 | Yes | PRA
1.3.1.9.3 | LTE-FDD Cell Carrier 10MHz Bandwidth HWAC |  |  | 220 | 1308.5572 | 287882.5926 | 40 | 785.1343 | 172729.5556
1.3.1.9.3.1 | LTE-FDD Cell Carrier 10MHz Bandwidth HWAC |  |  | 1 | 1308.5572 | 287882.5926 | 40 | 785.1343 | 172729.5556 | Yes | PRA
1.3.1.9.4 | Single Radio Unit RUS 02B3 (1800MHz) 20W HW Activation incl. |  |  | 176 | 5389.0233 | 948468.1014 | 40 | 3233.414 | 569080.8608
1.3.1.9.4.1 | Single Radio Unit RUS 02B3 (1800MHz) 20W HW Activation incl. |  |  | 1 | 5389.0233 | 948468.1014 | 40 | 3233.414 | 569080.8608 | Yes
1.3.1.9.5 | Single Radio Unit RUS-01B7 (2600MHz) 20W HW Activation incl. |  |  | 264 | 3300 | 871200 | 40 | 1980 | 522720
1.3.1.9.5.1 | Single Radio Unit RUS-01B7 (2600MHz) 20W HW Activation incl. |  |  | 1 | 3300 | 871200 | 40 | 1980 | 522720 | Yes | PRA
1.3.1.10 | Indoor-eNodeB Power Distribution Unit_1764 2 |  |  |  |  | 54113.3325 | 40 |  | 32467.9995
1.3.1.10.1 | 1xPDU |  |  | 110 | 491.9394 | 54113.3325 | 40 | 295.1636 | 32467.9995
1.3.1.10.1.1 | Additional PDU (Power Distribution Unit) for additional RU a |  |  | 1 | 491.9394 | 54113.3325 | 40 | 295.1636 | 32467.9995 | Yes | PRA
1.3.1.11 | ADD-ON Indoor-eNodeB cabinet_1769 2 |  |  |  |  | 0 | 0 |  | 0
1.3.1.11.1 | DUMMY (to be deleted) |  |  | 1 | 0 | 0 | 0 | 0 | 0
1.3.1.11.1.1 | EQUIP. RADIO CABINET |  |  | 1 | 0 | 0 | 0 | 0 | 0 | Yes | PRT
1.3.1.12 | Indoor-eNodeB Remote Radio Unit_1762 2 |  |  |  |  | 552585.057 | 40 |  | 331551.0342
1.3.1.12.1 | 2F LC-LC SM RRUS02, RRUS11 5M |  |  | 44 | 37.44 | 1647.36 | 40 | 22.464 | 988.416
1.3.1.12.1.1 | 2F LC-LC SM RRUS02, RRUS11 5M |  |  | 1 | 37.44 | 1647.36 | 40 | 22.464 | 988.416 | Yes | PRA
1.3.1.12.2 | Additional Output Power HWAC 20W->40W (per RU) |  |  | 44 | 967.9358 | 42589.1761 | 40 | 580.7615 | 25553.5057
1.3.1.12.2.1 | Output Power HWAC 20W->40W (per RU) |  |  | 1 | 967.9358 | 42589.1761 | 40 | 580.7615 | 25553.5057 | Yes | PRA
1.3.1.12.3 | Dual-TX RRUS-12B3 (1800MHz) -48VDC, 10W+10W HW Activation incl. |  |  | 44 | 10160.4482 | 447059.7224 | 40 | 6096.2689 | 268235.8334
1.3.1.12.3.1 | Dual-TX RRUS-12B3 (1800MHz) -48VDC, 10W+10W HW Activation incl. |  |  | 1 | 10160.4482 | 447059.7224 | 40 | 6096.2689 | 268235.8334 | Yes
1.3.1.12.4 | LTE-FDD Cell Carrier 10MHz Bandwidth HWAC |  |  | 44 | 1308.5572 | 57576.5185 | 40 | 785.1343 | 34545.9111
1.3.1.12.4.1 | LTE-FDD Cell Carrier 10MHz Bandwidth HWAC |  |  | 1 | 1308.5572 | 57576.5185 | 40 | 785.1343 | 34545.9111 | Yes | PRA
1.3.1.12.5 | OPTICAL TRANSCEIVER/TRX SM CPRI 614.4-24 |  |  | 88 | 28.6 | 2516.8 | 40 | 17.16 | 1510.08
1.3.1.12.5.1 | OPTICAL TRANSCEIVER/TRX SM CPRI 614.4-24 |  |  | 1 | 28.6 | 2516.8 | 40 | 17.16 | 1510.08 | Yes | PRA
1.3.1.12.6 | POLE MOUNTING FIXTURE CEU |  |  | 44 | 27.17 | 1195.48 | 40 | 16.302 | 717.288
1.3.1.12.6.1 | POLE MOUNTING FIXTURE CEU |  |  | 1 | 27.17 | 1195.48 | 40 | 16.302 | 717.288 | Yes | PRA
1.3.1.13 | Indoor-eNodeB cabinet_1759 2 |  |  |  |  | 33903.874 | 40 |  | 20342.3244
1.3.1.13.1 | 1xDUx |  |  | 5 | 81 | 405 | 40 | 48.6 | 243
1.3.1.13.1.1 | RBS 6000 Optional DU Adaptor kit |  |  | 1 | 81 | 405 | 40 | 48.6 | 243 | Yes | PRA
1.3.1.13.2 | 1xRadio Shelf |  |  | 36 | 666.3441 | 23988.3866 | 40 | 399.8064 | 14393.032
1.3.1.13.2.1 | Cabinet Expansion kit from 6 RU to 12 RU (no RU incl.) |  |  | 1 | 666.3441 | 23988.3866 | 40 | 399.8064 | 14393.032 | Yes | PRA
1.3.1.13.3 | Parts for RBS6201 External Alarm |  |  | 2 | 709.71 | 1419.42 | 40 | 425.826 | 851.652
1.3.1.13.3.1 | PRODUCT PACKAGE/RBS DF-OVP for indoor RB (FAP1300289) |  |  | 1 | 709.71 | 1419.42 | 40 | 425.826 | 851.652 | Yes | PRT
Price Objects
1.3.1.13.3.1.1 | DISTRIBUTION FRAME/DF-OVP FOR GSM & WCDM | INF 901 6089/30 |  | 1 | 96.1 | 96.1 | 40 | 57.66 | 57.66
1.3.1.13.3.1.2 | OVP kit, 8 Ext Alarm for SAU | INF 901 6089/40 |  | 1 | 84.08 | 84.08 | 40 | 50.448 | 50.448
1.3.1.13.3.1.3 | SAU kit, DF-OVP V2, 10m | INF 901 6089/38 |  | 1 | 529.53 | 529.53 | 40 | 317.718 | 317.718
1.3.1.13.4 | RBS6201 Cabinet |  |  | 2 | 3453.5337 | 6907.0674 | 40 | 2072.1202 | 4144.2404
1.3.1.13.4.1 | RBS 6201 Cabinet for up to 6 RU, 230 VAC (no RU, no PSU incl.) |  |  | 1 | 2631.3511 | 5262.7022 | 40 | 1578.8106 | 3157.6213 | Yes | PRA
1.3.1.13.4.2 | BFU, Battery Fuse Unit |  |  | 1 | 594.8555 | 1189.7109 | 40 | 356.9133 | 713.8266 | Yes | PRA
1.3.1.13.4.3 | Base Frame 6201 |  |  | 1 | 227.3271 | 454.6543 | 40 | 136.3963 | 272.7926 | Yes | PRA
1.3.1.13.5 | SAU for RBS6201 |  |  | 2 | 592 | 1184 | 40 | 355.2 | 710.4
1.3.1.13.5.1 | PRODUCT PACKAGE/SP RBS 6102 Large Outdoo (FAP1302026) |  |  | 1 | 592 | 1184 | 40 | 355.2 | 710.4 | Yes | PRT
Price Objects
1.3.1.13.5.1.1 | SAU;Support Alarm Unit | ZHY 601 17/1 |  | 1 | 592 | 592 | 40 | 355.2 | 355.2
1.3.1.14 | ADD-ON Indoor-eNodeB Cooling Unit_1776 2 |  |  |  |  | 0 | 0 |  | 0
1.3.1.14.1 | DUMMY (to be deleted) |  |  | 1 | 0 | 0 | 0 | 0 | 0
1.3.1.14.1.1 | EQUIP. RADIO CABINET |  |  | 1 | 0 | 0 | 0 | 0 | 0 | Yes | PRT
1.3.1.15 | Indoor-eNodeB Cooling Unit_1766 2 |  |  |  |  | 59595.0592 | 40 |  | 35757.0355
1.3.1.15.1 | 1xECU |  |  | 36 | 1655.4183 | 59595.0592 | 40 | 993.251 | 35757.0355
1.3.1.15.1.1 | Extended Cimate System |  |  | 1 | 1655.4183 | 59595.0592 | 40 | 993.251 | 35757.0355 | Yes | PRA
1.3.1.16 | ADD-ON Indoor-eNodeB Remote Radio Unit_1772 2 |  |  |  |  | 0 | 0 |  | 0
1.3.1.16.1 | DUMMY (to be deleted) |  |  | 1 | 0 | 0 | 0 | 0 | 0
1.3.1.16.1.1 | EQUIP. RADIO CABINET |  |  | 1 | 0 | 0 | 0 | 0 | 0 | Yes | PRT
1.3.1.17 | Indoor-eNodeB Power Supply Unit_1763 2 |  |  |  |  | 13491.9139 | 40 |  | 8095.1484
1.3.1.17.1 | 1xPSU |  |  | 43 | 313.7654 | 13491.9139 | 40 | 188.2593 | 8095.1484
1.3.1.17.1.1 | PSU 230VAC: Power Supply Unit, 230 VAC |  |  | 1 | 313.7654 | 13491.9139 | 40 | 188.2593 | 8095.1484 | Yes | PRA
1.3.1.18 | ADD-ON Indoor-eNodeB Power Supply Unit_1773 2 |  |  |  |  | 0 | 0 |  | 0
1.3.1.18.1 | DUMMY (to be deleted) |  |  | 1 | 0 | 0 | 0 | 0 | 0
1.3.1.18.1.1 | EQUIP. RADIO CABINET |  |  | 1 | 0 | 0 | 0 | 0 | 0 | Yes | PRT
1.3.1.19 | ADD-ON Indoor-eNodeB Power Connection Unit_1775 2 |  |  |  |  | 0 | 0 |  | 0
1.3.1.19.1 | DUMMY (to be deleted) |  |  | 1 | 0 | 0 | 0 | 0 | 0
1.3.1.19.1.1 | EQUIP. RADIO CABINET |  |  | 1 | 0 | 0 | 0 | 0 | 0 | Yes | PRT
1.3.1.20 | ADD-ON Indoor-eNodeB Power Distribution Unit_1774 2 |  |  |  |  | 0 | 0 |  | 0
1.3.1.20.1 | DUMMY (to be deleted) |  |  | 1 | 0 | 0 | 0 | 0 | 0
1.3.1.20.1.1 | EQUIP. RADIO CABINET |  |  | 1 | 0 | 0 | 0 | 0 | 0 | Yes | PRT
1.3.2 | 02 Hardware Outdoor |  |  |  |  | 10870636.4781 |  |  | 6522381.8869
1.3.2.1 | Outdoor-eNodeB Cooling Unit_1786 1 |  |  |  |  | 0 | 0 |  | 0
1.3.2.1.1 | DUMMY (to be deleted) |  |  | 1 | 0 | 0 | 0 | 0 | 0
1.3.2.1.1.1 | EQUIP. RADIO CABINET |  |  | 1 | 0 | 0 | 0 | 0 | 0 | Yes | PRT
1.3.2.2 | Outdoor-eNodeB Remote Radio Unit_1782 1 |  |  |  |  | 7323418.3556 | 40 |  | 4394051.0133
1.3.2.2.1 | 2F LC-LC SM RRUS02, RRUS11 50M |  |  | 558 | 135.0439 | 75354.5142 | 40 | 81.0264 | 45212.7085
1.3.2.2.1.1 | 2F LC-LC SM RRUS02, RRUS11 50M |  |  | 1 | 135.0439 | 75354.5142 | 40 | 81.0264 | 45212.7085 | Yes | PRA
1.3.2.2.2 | Additional 10MHz Bandwidth HWAC |  |  | 279 | 700.3693 | 195403.0307 | 40 | 420.2216 | 117241.8184
1.3.2.2.2.1 | Upgrade From 10MHz to 20MHz |  |  | 1 | 700.3693 | 195403.0307 | 40 | 420.2216 | 117241.8184 | Yes
1.3.2.2.3 | Additional Output Power HWAC 20W->40W (per RU) |  |  | 558 | 967.9358 | 540108.188 | 40 | 580.7615 | 324064.9128
1.3.2.2.3.1 | Output Power HWAC 20W->40W (per RU) |  |  | 1 | 967.9358 | 540108.188 | 40 | 580.7615 | 324064.9128 | Yes | PRA
1.3.2.2.4 | Additional Output Power HWAC 40W->60W (per RU) |  |  | 279 | 967.9358 | 270054.094 | 40 | 580.7615 | 162032.4564
1.3.2.2.4.1 | Output Power HWAC 40W->60W (per RU) |  |  | 1 | 967.9358 | 270054.094 | 40 | 580.7615 | 162032.4564 | Yes | PRA
1.3.2.2.5 | Dual-TX RRUS-11B7 (2600MHz) -48VDC, 10W+10W HW Activation incl. |  |  | 279 | 9428.244 | 2630480.0713 | 40 | 5656.9464 | 1578288.0428
1.3.2.2.5.1 | Dual-TX RRUS-11B7 (2600MHz) -48VDC, 10W+10W HW Activation incl. |  |  | 1 | 9428.244 | 2630480.0713 | 40 | 5656.9464 | 1578288.0428 | Yes | PRA
1.3.2.2.6 | Dual-TX RRUS-12B3 (1800MHz) -48VDC, 10W+10W HW Activation incl. |  |  | 279 | 10160.4482 | 2834765.0579 | 40 | 6096.2689 | 1700859.0348
1.3.2.2.6.1 | Dual-TX RRUS-12B3 (1800MHz) -48VDC, 10W+10W HW Activation incl. |  |  | 1 | 10160.4482 | 2834765.0579 | 40 | 6096.2689 | 1700859.0348 | Yes
1.3.2.2.7 | LTE-FDD Cell Carrier 10MHz Bandwidth HWAC |  |  | 558 | 1308.5572 | 730174.9395 | 40 | 785.1343 | 438104.9637
1.3.2.2.7.1 | LTE-FDD Cell Carrier 10MHz Bandwidth HWAC |  |  | 1 | 1308.5572 | 730174.9395 | 40 | 785.1343 | 438104.9637 | Yes | PRA
1.3.2.2.8 | OPTICAL TRANSCEIVER/TRX SM CPRI 614.4-24 |  |  | 1116 | 28.6 | 31917.6 | 40 | 17.16 | 19150.56
1.3.2.2.8.1 | OPTICAL TRANSCEIVER/TRX SM CPRI 614.4-24 |  |  | 1 | 28.6 | 31917.6 | 40 | 17.16 | 19150.56 | Yes | PRA
1.3.2.2.9 | POLE MOUNTING FIXTURE CEU |  |  | 558 | 27.17 | 15160.86 | 40 | 16.302 | 9096.516
1.3.2.2.9.1 | POLE MOUNTING FIXTURE CEU |  |  | 1 | 27.17 | 15160.86 | 40 | 16.302 | 9096.516 | Yes | PRA
1.3.2.3 | Outdoor-eNodeB Battery Backup_1787 1 |  |  |  |  | 942336.3374 | 40 |  | 565401.8024
1.3.2.3.1 | Alarm Cable, Spooled Cable, 10m |  |  | 186 | 20.06 | 3731.16 | 40 | 12.036 | 2238.696
1.3.2.3.1.1 | Alarm Cable, Spooled Cable, 10m |  |  | 1 | 20.06 | 3731.16 | 40 | 12.036 | 2238.696 | Yes | PRA
1.3.2.3.2 | Double-mount kit to attach one BU to one MU |  |  | 186 | 40.11 | 7460.46 | 40 | 24.066 | 4476.276
1.3.2.3.2.1 | Double-mount kit to attach one BU to one MU |  |  | 1 | 40.11 | 7460.46 | 40 | 24.066 | 4476.276 | Yes | PRA
1.3.2.3.3 | NSB Battery, 48V/13Ah For PBC-02 |  |  | 558 | 452 | 252216 | 40 | 271.2 | 151329.6
1.3.2.3.3.1 | Battery 48V / 12 Ah |  |  | 1 | 452 | 252216 | 40 | 271.2 | 151329.6 | Yes | PRA
1.3.2.3.4 | PBC-02 BU2 prepared for 2 x 12 Ah battery |  |  | 186 | 1107.3 | 205957.8 | 40 | 664.38 | 123574.68
1.3.2.3.4.1 | PBC-02 BU2 prepared for 2 x 12 Ah battery |  |  | 1 | 1107.3 | 205957.8 | 40 | 664.38 | 123574.68 | Yes | PRA
1.3.2.3.5 | PBC-02 MU2 ( 1200 W) incl. sunshield |  |  | 186 | 2358.3344 | 438650.1974 | 40 | 1415.0006 | 263190.1184
1.3.2.3.5.1 | PBC-02 MU2 ( 1200 W) incl. sunshield |  |  | 1 | 2358.3344 | 438650.1974 | 40 | 1415.0006 | 263190.1184 | Yes | PRA
1.3.2.3.6 | Pole Mounting Kits, PBC-02 |  |  | 186 | 184.52 | 34320.72 | 40 | 110.712 | 20592.432
1.3.2.3.6.1 | Pole Mounting Kits, PBC-02 |  |  | 1 | 184.52 | 34320.72 | 40 | 110.712 | 20592.432 | Yes | PRA
1.3.2.4 | Outdoor-eNodeB Power Distribution Unit_1784 1 |  |  |  |  | 0 | 0 |  | 0
1.3.2.4.1 | DUMMY (to be deleted) |  |  | 1 | 0 | 0 | 0 | 0 | 0
1.3.2.4.1.1 | EQUIP. RADIO CABINET |  |  | 1 | 0 | 0 | 0 | 0 | 0 | Yes | PRT
1.3.2.5 | Outdoor-Transmission_1788 1 |  |  |  |  | 248186.31 | 40 |  | 148911.786
1.3.2.5.1 | SIU-02 HW (1 Set) for local RFP |  |  | 93 | 2668.67 | 248186.31 | 40 | 1601.202 | 148911.786
1.3.2.5.1.1 | PRODUCT PACKAGE/SIU, RBS SITE (FAP1304251) |  |  | 1 | 2668.67 | 248186.31 | 40 | 1601.202 | 148911.786 | Yes | PRT
Price Objects
1.3.2.5.1.1.1 | Grounding Material, Grounding Kit, 2m/25mm2, Black, Indoor (RBS / BBS / Cable Ladder) | 5/NTM 201 201/2 |  | 1 | 15.83 | 15.83 | 40 | 9.498 | 9.498
1.3.2.5.1.1.2 | SFP GB-LX 1310nm -40/+85C | RDH 901 20/D0210 |  | 2 | 127.78 | 255.56 | 40 | 76.668 | 153.336
1.3.2.5.1.1.3 | Patchcord 2x10/125 2mm LC-LC P5 60M | TSR 391 3079/60M |  | 1 | 37.41 | 37.41 | 40 | 22.446 | 22.446
1.3.2.5.1.1.4 | Site Integration Unit 02, SIU-02 | INF 901 7111/S2 |  | 1 | 2359.87 | 2359.87 | 40 | 1415.922 | 1415.922
1.3.2.6 | Outdoor-eNodeB Radio Unit_1781 1 |  |  |  |  | 0 | 0 |  | 0
1.3.2.6.1 | DUMMY (to be deleted) |  |  | 1 | 0 | 0 | 0 | 0 | 0
1.3.2.6.1.1 | EQUIP. RADIO CABINET |  |  | 1 | 0 | 0 | 0 | 0 | 0 | Yes | PRT
1.3.2.7 | Outdoor-eNodeB Digital/Baseband Unit_1780 1 |  |  |  |  | 2238845.0274 | 40 |  | 1343307.0164
1.3.2.7.1 | DUL with 100 Mbps to 202 Mbps |  |  | 93 | 3156.7554 | 293578.2504 | 40 | 1894.0532 | 176146.9502
1.3.2.7.1.1 | Delta DUL 100 Mbps to 202 Mbps |  |  | 1 | 3156.7554 | 293578.2504 | 40 | 1894.0532 | 176146.9502 | Yes
1.3.2.7.2 | DUL with 100Mbps |  |  | 186 | 10458.4235 | 1945266.777 | 40 | 6275.0541 | 1167160.0662
1.3.2.7.2.1 | Digital Unit with 100Mbps |  |  | 1 | 10458.4235 | 1945266.777 | 40 | 6275.0541 | 1167160.0662 | Yes
1.3.2.8 | Outdoor-eNodeB cabinet_1779 1 |  |  |  |  | 117850.4478 | 40 |  | 70710.2687
1.3.2.8.1 | RBS6601 MU only |  |  | 71 | 1659.8655 | 117850.4478 | 40 | 995.9193 | 70710.2687
1.3.2.8.1.1 | Main Unit - 48 V DC Power cable 2m |  |  | 1 | 33.99 | 2413.29 | 40 | 20.394 | 1447.974 | Yes | PRA
1.3.2.8.1.2 | RBS 6601 Main Unit, -48 VDC (no Digital Unit incl.) |  |  | 1 | 1625.8755 | 115437.1578 | 40 | 975.5253 | 69262.2947 | Yes | PRA
1.3.2.9 | Outdoor-eNodeB Power Supply Unit_1783 1 |  |  |  |  | 0 | 0 |  | 0
1.3.2.9.1 | DUMMY (to be deleted) |  |  | 1 | 0 | 0 | 0 | 0 | 0
1.3.2.9.1.1 | EQUIP. RADIO CABINET |  |  | 1 | 0 | 0 | 0 | 0 | 0 | Yes | PRT
1.3.2.10 | Outdoor-eNodeB Power Connection Unit_1785 1 |  |  |  |  | 0 | 0 |  | 0
1.3.2.10.1 | DUMMY (to be deleted) |  |  | 1 | 0 | 0 | 0 | 0 | 0
1.3.2.10.1.1 | EQUIP. RADIO CABINET |  |  | 1 | 0 | 0 | 0 | 0 | 0 | Yes | PRT
1.3.3 | 03 Software Indoor |  |  |  |  | 1204723.4873 |  |  | 722834.0923
1.3.3.1 | Indoor-LTE RAN SW_1799 2 |  |  |  |  | 945866.9994 | 40 |  | 567520.1995
1.3.3.1.1 | Year 1 Features p.CU |  |  | 3520 | 54.0263 | 190172.7401 | 40 | 32.4158 | 114103.644
1.3.3.1.1.1 | FAJ xxx Min Rate Proportional Scheduler |  |  | 1 | 15 | 52800 | 40 | 9 | 31680 | Yes
1.3.3.1.1.2 | Data Forwarding at Intra LTE Handover |  |  | 1 | 0 | 0 | 0 | 0 | 0 | Yes | PRA
1.3.3.1.1.3 | GERAN session continuity, coverage triggered |  |  | 1 | 0 | 0 | 0 | 0 | 0 | Yes | PRA
1.3.3.1.1.4 | QoS Aware Scheduler |  |  | 1 | 0 | 0 | 0 | 0 | 0 | Yes | PRA
1.3.3.1.1.5 | Interference Rejection Combining |  |  | 1 | 6.367 | 22411.8172 | 40 | 3.8202 | 13447.0903 | Yes | PRA
1.3.3.1.1.6 | Efficient DRX/DTX of active UEs |  |  | 1 | 7.6404 | 26894.1806 | 40 | 4.5842 | 16136.5083 | Yes | PRA
1.3.3.1.1.7 | CS Fallbakc for GSM and WCDMA |  |  | 1 | 18.719 | 65890.7424 | 40 | 11.2314 | 39534.4454 | Yes | PRA
1.3.3.1.1.8 | Emergancy Call Handling for CS Fallback |  |  | 1 | 6.3 | 22176 | 40 | 3.78 | 13305.6 | Yes | PRA
1.3.3.1.2 | Year 1 Interfrequency Features p.CU |  |  | 3520 | 11.4606 | 40341.2709 | 40 | 6.8764 | 24204.7625
1.3.3.1.2.1 | Inter-Frequency Handover |  |  | 1 | 7.6404 | 26894.1806 | 40 | 4.5842 | 16136.5083 | Yes | PRA
1.3.3.1.2.2 | Inter-frequency Session Continuity, Coverage-Triggered |  |  | 1 | 3.8202 | 13447.0903 | 40 | 2.2921 | 8068.2542 | Yes | PRA
1.3.3.1.3 | Year 1 LTE RAN BASIC SW |  |  | 3520 | 153.44 | 540108.8 | 40 | 92.064 | 324065.28
1.3.3.1.3.1 | Multiple Radio Bearers per user |  |  | 1 | 0 | 0 | 0 | 0 | 0 | Yes | PRA
1.3.3.1.3.2 | Dual Antenna DL performance package |  |  | 1 | 0 | 0 | 0 | 0 | 0 | Yes | PRA
1.3.3.1.3.3 | 64 QAM in DL |  |  | 1 | 0 | 0 | 0 | 0 | 0 | Yes | PRA
1.3.3.1.3.4 | 16 QAM in UL |  |  | 1 | 0 | 0 | 0 | 0 | 0 | Yes | PRA
1.3.3.1.3.5 | Intra LTE Handover |  |  | 1 | 0 | 0 | 0 | 0 | 0 | Yes | PRA
1.3.3.1.3.6 | WCDMA session continuity, coverage triggered |  |  | 1 | 0 | 0 | 0 | 0 | 0 | Yes | PRA
1.3.3.1.3.7 | Clock source over NTP |  |  | 1 | 0 | 0 | 0 | 0 | 0 | Yes | PRA
1.3.3.1.3.8 | Automated Neighbour Relations (ANR) |  |  | 1 | 0 | 0 | 0 | 0 | 0 | Yes | PRA
1.3.3.1.3.9 | LTE L11 FDD Basic SW |  |  | 1 | 153.44 | 540108.8 | 40 | 92.064 | 324065.28 | Yes | PRA
1.3.3.1.4 | Year 2 Cascadable RRUs p.Node |  |  | 110 | 3.0562 | 336.1773 | 40 | 1.8337 | 201.7064
1.3.3.1.4.1 | FAJ xxx Cascadable RRUs |  |  | 1 | 3.0562 | 336.1773 | 40 | 1.8337 | 201.7064 | Yes | PRA
1.3.3.1.5 | Year 2 Features p.CU |  |  | 3520 | 20.985 | 73867.1081 | 40 | 12.591 | 44320.2649
1.3.3.1.5.1 | FAJ xxx PCI conflict detection |  |  | 1 | 5.985 | 21067.1081 | 40 | 3.591 | 12640.2649 | Yes
1.3.3.1.5.2 | FAJ xxx Relative Priority Scheduler |  |  | 1 | 15 | 52800 | 40 | 9 | 31680 | Yes
1.3.3.1.5.3 | FAJ xxx ANR support GSM Neighbours |  |  | 1 | 0 | 0 | 0 | 0 | 0 | Yes
1.3.3.1.5.4 | FAJ xxx ANR support WCDMA Neighbours |  |  | 1 | 0 | 0 | 0 | 0 | 0 | Yes
1.3.3.1.5.5 | FAJ xxx Service (QCI) dependent triggers |  |  | 1 | 0 | 0 | 0 | 0 | 0 | Yes
1.3.3.1.6 | Year 2 Inter-frequency load balancing p.CU |  |  | 3520 | 11.4606 | 40341.2709 | 40 | 6.8764 | 24204.7625
1.3.3.1.6.1 | Inter-frequency load balancing |  |  | 1 | 11.4606 | 40341.2709 | 40 | 6.8764 | 24204.7625 | Yes
1.3.3.1.7 | Year 2 LTE SW Upgrade L12A to L12B |  |  | 3520 | 12.27 | 43190.4 | 40 | 7.362 | 25914.24
1.3.3.1.7.1 | SW Upgrade RAN L11A to 12A |  |  | 1 | 12.27 | 43190.4 | 40 | 7.362 | 25914.24 | Yes
1.3.3.1.8 | SIU T11A SW (1 Set) for local RFP |  |  | 110 | 25.468 | 2801.4771 | 40 | 15.2808 | 1680.8863
1.3.3.1.8.1 | Link Aggregation (802.3ad) for resilience |  |  | 1 | 25.468 | 2801.4771 | 40 | 15.2808 | 1680.8863 | Yes
1.3.3.1.8.2 | PRODUCT PACKAGE/SIU T11A SW (FAP1302468) |  |  | 1 | 0 | 0 | 0 | 0 | 0 | Yes | PRT
Price Objects
1.3.3.1.8.2.1 |  | 469B3EFB-6197-11D6-8B30-00805F659A03 |  | 1 |  | 0 | 0 | 0 | 0
1.3.3.1.9 | SIU SW upgrade (1 Set) - for local RFP |  |  | 110 | 133.7069 | 14707.755 | 40 | 80.2241 | 8824.653
1.3.3.1.9.1 | PRODUCT PACKAGE/SIU T11A SW (FAP1302468) |  |  | 1 | 133.7069 | 14707.755 | 40 | 80.2241 | 8824.653 | Yes | PRT
Price Objects
1.3.3.1.9.1.1 | Upgrade T10B_2 to T11A | 1/INF 902 0908 |  | 1 | 133.7069 | 133.7069 | 40 | 80.2241 | 80.2241
1.3.3.2 | ADD-ON Indoor-LTE RAN SW_1801 2 |  |  |  |  | 258856.488 | 40 |  | 155313.8928
1.3.3.2.1 | FAJ1210760 Streaming of Events p.CU |  |  | 3520 | 73.5388 | 258856.488 | 40 | 44.1233 | 155313.8928
1.3.3.2.1.1 | Streaming of Events |  |  | 1 | 73.5388 | 258856.488 | 40 | 44.1233 | 155313.8928 | Yes | PRA
1.3.4 | 04 Software Outdoor |  |  |  |  | 1018538.9484 |  |  | 611123.369
1.3.4.1 | ADD-ON Outdoor-LTE RAN SW_1802 1 |  |  |  |  | 218851.3944 | 40 |  | 131310.8366
1.3.4.1.1 | FAJ1210760 Streaming of Events p.CU |  |  | 2976 | 73.5388 | 218851.3944 | 40 | 44.1233 | 131310.8366
1.3.4.1.1.1 | Streaming of Events |  |  | 1 | 73.5388 | 218851.3944 | 40 | 44.1233 | 131310.8366 | Yes | PRA
1.3.4.2 | Outdoor-LTE RAN SW_1800 1 |  |  |  |  | 799687.554 | 40 |  | 479812.5323
1.3.4.2.1 | Year 1 Features p.CU |  |  | 2976 | 54.0263 | 160782.4076 | 40 | 32.4158 | 96469.4445
1.3.4.2.1.1 | FAJ xxx Min Rate Proportional Scheduler |  |  | 1 | 15 | 44640 | 40 | 9 | 26784 | Yes
1.3.4.2.1.2 | Data Forwarding at Intra LTE Handover |  |  | 1 | 0 | 0 | 0 | 0 | 0 | Yes | PRA
1.3.4.2.1.3 | GERAN session continuity, coverage triggered |  |  | 1 | 0 | 0 | 0 | 0 | 0 | Yes | PRA
1.3.4.2.1.4 | QoS Aware Scheduler |  |  | 1 | 0 | 0 | 0 | 0 | 0 | Yes | PRA
1.3.4.2.1.5 | Interference Rejection Combining |  |  | 1 | 6.367 | 18948.1727 | 40 | 3.8202 | 11368.9036 | Yes | PRA
1.3.4.2.1.6 | Efficient DRX/DTX of active UEs |  |  | 1 | 7.6404 | 22737.8072 | 40 | 4.5842 | 13642.6843 | Yes | PRA
1.3.4.2.1.7 | CS Fallbakc for GSM and WCDMA |  |  | 1 | 18.719 | 55707.6277 | 40 | 11.2314 | 33424.5766 | Yes | PRA
1.3.4.2.1.8 | Emergancy Call Handling for CS Fallback |  |  | 1 | 6.3 | 18748.8 | 40 | 3.78 | 11249.28 | Yes | PRA
1.3.4.2.2 | Year 1 Interfrequency Features p.CU |  |  | 2976 | 11.4606 | 34106.7108 | 40 | 6.8764 | 20464.0265
1.3.4.2.2.1 | Inter-Frequency Handover |  |  | 1 | 7.6404 | 22737.8072 | 40 | 4.5842 | 13642.6843 | Yes | PRA
1.3.4.2.2.2 | Inter-frequency Session Continuity, Coverage-Triggered |  |  | 1 | 3.8202 | 11368.9036 | 40 | 2.2921 | 6821.3422 | Yes | PRA
1.3.4.2.3 | Year 1 LTE RAN BASIC SW |  |  | 2976 | 153.44 | 456637.44 | 40 | 92.064 | 273982.464
1.3.4.2.3.1 | Multiple Radio Bearers per user |  |  | 1 | 0 | 0 | 0 | 0 | 0 | Yes | PRA
1.3.4.2.3.2 | Dual Antenna DL performance package |  |  | 1 | 0 | 0 | 0 | 0 | 0 | Yes | PRA
1.3.4.2.3.3 | 64 QAM in DL |  |  | 1 | 0 | 0 | 0 | 0 | 0 | Yes | PRA
1.3.4.2.3.4 | 16 QAM in UL |  |  | 1 | 0 | 0 | 0 | 0 | 0 | Yes | PRA
1.3.4.2.3.5 | Intra LTE Handover |  |  | 1 | 0 | 0 | 0 | 0 | 0 | Yes | PRA
1.3.4.2.3.6 | WCDMA session continuity, coverage triggered |  |  | 1 | 0 | 0 | 0 | 0 | 0 | Yes | PRA
1.3.4.2.3.7 | Clock source over NTP |  |  | 1 | 0 | 0 | 0 | 0 | 0 | Yes | PRA
1.3.4.2.3.8 | Automated Neighbour Relations (ANR) |  |  | 1 | 0 | 0 | 0 | 0 | 0 | Yes | PRA
1.3.4.2.3.9 | LTE L11 FDD Basic SW |  |  | 1 | 153.44 | 456637.44 | 40 | 92.064 | 273982.464 | Yes | PRA
1.3.4.2.4 | Year 2 Cascadable RRUs p.Node |  |  | 93 | 3.0562 | 284.2226 | 40 | 1.8337 | 170.5336
1.3.4.2.4.1 | FAJ xxx Cascadable RRUs |  |  | 1 | 3.0562 | 284.2226 | 40 | 1.8337 | 170.5336 | Yes | PRA
1.3.4.2.5 | Year 2 Features p.CU |  |  | 2976 | 20.985 | 62451.2823 | 40 | 12.591 | 37470.7694
1.3.4.2.5.1 | FAJ xxx PCI conflict detection |  |  | 1 | 5.985 | 17811.2823 | 40 | 3.591 | 10686.7694 | Yes
1.3.4.2.5.2 | FAJ xxx Relative Priority Scheduler |  |  | 1 | 15 | 44640 | 40 | 9 | 26784 | Yes
1.3.4.2.5.3 | FAJ xxx ANR support GSM Neighbours |  |  | 1 | 0 | 0 | 0 | 0 | 0 | Yes
1.3.4.2.5.4 | FAJ xxx ANR support WCDMA Neighbours |  |  | 1 | 0 | 0 | 0 | 0 | 0 | Yes
1.3.4.2.5.5 | FAJ xxx Service (QCI) dependent triggers |  |  | 1 | 0 | 0 | 0 | 0 | 0 | Yes
1.3.4.2.6 | Year 2 Inter-frequency load balancing p.CU |  |  | 2976 | 11.4606 | 34106.7108 | 40 | 6.8764 | 20464.0265
1.3.4.2.6.1 | Inter-frequency load balancing |  |  | 1 | 11.4606 | 34106.7108 | 40 | 6.8764 | 20464.0265 | Yes
1.3.4.2.7 | Year 2 LTE SW Upgrade L12A to L12B |  |  | 2976 | 12.27 | 36515.52 | 40 | 7.362 | 21909.312
1.3.4.2.7.1 | SW Upgrade RAN L11A to 12A |  |  | 1 | 12.27 | 36515.52 | 40 | 7.362 | 21909.312 | Yes
1.3.4.2.8 | SIU T11A SW (1 Set) for local RFP |  |  | 93 | 25.468 | 2368.5216 | 40 | 15.2808 | 1421.1129
1.3.4.2.8.1 | Link Aggregation (802.3ad) for resilience |  |  | 1 | 25.468 | 2368.5216 | 40 | 15.2808 | 1421.1129 | Yes
1.3.4.2.8.2 | PRODUCT PACKAGE/SIU T11A SW (FAP1302468) |  |  | 1 | 0 | 0 | 0 | 0 | 0 | Yes | PRT
Price Objects
1.3.4.2.8.2.1 |  | 469B3EFB-6197-11D6-8B30-00805F659A03 |  | 1 |  | 0 | 0 | 0 | 0
1.3.4.2.9 | SIU SW upgrade (1 Set) - for local RFP |  |  | 93 | 133.7069 | 12434.7383 | 40 | 80.2241 | 7460.843
1.3.4.2.9.1 | PRODUCT PACKAGE/SIU T11A SW (FAP1302468) |  |  | 1 | 133.7069 | 12434.7383 | 40 | 80.2241 | 7460.843 | Yes | PRT
Price Objects
1.3.4.2.9.1.1 | Upgrade T10B_2 to T11A | 1/INF 902 0908 |  | 1 | 133.7069 | 133.7069 | 40 | 80.2241 | 80.2241
1.3.5 | 05 Licenses Indoor |  |  |  |  | 0 |  |  | 0
1.3.5.1 | ADD-ON Indoor-LTE RAN Licenses_1805 2 |  |  |  |  | 0 | 0 |  | 0
1.3.5.1.1 | DUMMY (to be deleted) |  |  | 1 | 0 | 0 | 0 | 0 | 0
1.3.5.1.1.1 | EQUIP. RADIO CABINET |  |  | 1 | 0 | 0 | 0 | 0 | 0 | Yes | PRT
1.3.5.2 | Indoor-LTE RAN Licenses_1803 2 |  |  |  |  | 0 | 0 |  | 0
1.3.5.2.1 | DUMMY (to be deleted) |  |  | 1 | 0 | 0 | 0 | 0 | 0
1.3.5.2.1.1 | EQUIP. RADIO CABINET |  |  | 1 | 0 | 0 | 0 | 0 | 0 | Yes | PRT
1.3.6 | 06 Licenses Outdoor |  |  |  |  | 0 |  |  | 0
1.3.6.1 | Outdoor-LTE RAN Licenses_1804 1 |  |  |  |  | 0 | 0 |  | 0
1.3.6.1.1 | DUMMY (to be deleted) |  |  | 1 | 0 | 0 | 0 | 0 | 0
1.3.6.1.1.1 | EQUIP. RADIO CABINET |  |  | 1 | 0 | 0 | 0 | 0 | 0 | Yes | PRT
1.3.6.2 | ADD-ON Outdoor-LTE RAN Licenses_1806 1 |  |  |  |  | 0 | 0 |  | 0
1.3.6.2.1 | DUMMY (to be deleted) |  |  | 1 | 0 | 0 | 0 | 0 | 0
1.3.6.2.1.1 | EQUIP. RADIO CABINET |  |  | 1 | 0 | 0 | 0 | 0 | 0 | Yes | PRT
1.3.7 | 07 Optional Indoor |  |  |  |  | 0 |  |  | 0
1.3.7.1 | LTE200 ID eNodeB Cabinet 2 |  |  |  |  | 0 | 0 |  | 0
1.3.7.1.1 | DUMMY (to be deleted) |  |  | 1 | 0 | 0 | 0 | 0 | 0
1.3.7.1.1.1 | EQUIP. RADIO CABINET |  |  | 1 | 0 | 0 | 0 | 0 | 0 | Yes | PRT
1.3.7.2 | LTE200 ID eNodeB Transmission 2 |  |  |  |  | 0 | 0 |  | 0
1.3.7.2.1 | DUMMY (to be deleted) |  |  | 1 | 0 | 0 | 0 | 0 | 0
1.3.7.2.1.1 | EQUIP. RADIO CABINET |  |  | 1 | 0 | 0 | 0 | 0 | 0 | Yes | PRT
1.3.7.3 | LTE200 ID eNodeB Battery Backup 2 |  |  |  |  | 0 | 0 |  | 0
1.3.7.3.1 | DUMMY (to be deleted) |  |  | 1 | 0 | 0 | 0 | 0 | 0
1.3.7.3.1.1 | EQUIP. RADIO CABINET |  |  | 1 | 0 | 0 | 0 | 0 | 0 | Yes | PRT
1.3.7.4 | LTE200 ID eNodeB Radio Unit 2 |  |  |  |  | 0 | 0 |  | 0
1.3.7.4.1 | DUMMY (to be deleted) |  |  | 1 | 0 | 0 | 0 | 0 | 0
1.3.7.4.1.1 | EQUIP. RADIO CABINET |  |  | 1 | 0 | 0 | 0 | 0 | 0 | Yes | PRT
1.3.7.5 | LTE200 ID eNodeB Power Supply Unit 2 |  |  |  |  | 0 | 0 |  | 0
1.3.7.5.1 | DUMMY (to be deleted) |  |  | 1 | 0 | 0 | 0 | 0 | 0
1.3.7.5.1.1 | EQUIP. RADIO CABINET |  |  | 1 | 0 | 0 | 0 | 0 | 0 | Yes | PRT
1.3.7.6 | LTE200 ID eNodeB Power Distribution Unit 2 |  |  |  |  | 0 | 0 |  | 0
1.3.7.6.1 | DUMMY (to be deleted) |  |  | 1 | 0 | 0 | 0 | 0 | 0
1.3.7.6.1.1 | EQUIP. RADIO CABINET |  |  | 1 | 0 | 0 | 0 | 0 | 0 | Yes | PRT
1.3.7.7 | LTE200 ID eNodeB Remote Radio Unit 2 |  |  |  |  | 0 | 0 |  | 0
1.3.7.7.1 | DUMMY (to be deleted) |  |  | 1 | 0 | 0 | 0 | 0 | 0
1.3.7.7.1.1 | EQUIP. RADIO CABINET |  |  | 1 | 0 | 0 | 0 | 0 | 0 | Yes | PRT
1.3.7.8 | LTE200 ID eNodeB Digital/Baseband Unit 2 |  |  |  |  | 0 | 0 |  | 0
1.3.7.8.1 | DUMMY (to be deleted) |  |  | 1 | 0 | 0 | 0 | 0 | 0
1.3.7.8.1.1 | EQUIP. RADIO CABINET |  |  | 1 | 0 | 0 | 0 | 0 | 0 | Yes | PRT
1.3.7.9 | LTE200 ID eNodeB Cooling Unit 2 |  |  |  |  | 0 | 0 |  | 0
1.3.7.9.1 | DUMMY (to be deleted) |  |  | 1 | 0 | 0 | 0 | 0 | 0
1.3.7.9.1.1 | EQUIP. RADIO CABINET |  |  | 1 | 0 | 0 | 0 | 0 | 0 | Yes | PRT
1.3.8 | 08 Optional Outdoor |  |  |  |  | 0 |  |  | 0
1.3.8.1 | ADD-ON Outdoor-LTE RAN Optional_1810 1 |  |  |  |  | 0 | 0 |  | 0
1.3.8.1.1 | DUMMY (to be deleted) |  |  | 1 | 0 | 0 | 0 | 0 | 0
1.3.8.1.1.1 | EQUIP. RADIO CABINET |  |  | 1 | 0 | 0 | 0 | 0 | 0 | Yes | PRT
1.3.8.2 | Outdoor-LTE RAN Optional_1808 1 |  |  |  |  | 0 | 0 |  | 0
1.3.8.2.1 | DUMMY (to be deleted) |  |  | 1 | 0 | 0 | 0 | 0 | 0
1.3.8.2.1.1 | EQUIP. RADIO CABINET |  |  | 1 | 0 | 0 | 0 | 0 | 0 | Yes | PRT
1.3.9 | 01 Outdoor Radio New site |  |  |  |  | 915513.356 |  |  | 915513.356
1.3.9.1 | Outdoor Radio New site_1811 1 |  |  |  |  | 915513.356 | 0 |  | 915513.356
1.3.9.1.1 | Andrew Wideband XXXpol 1710-2700 (1 piece) |  |  | 279 | 1833 | 511407 | 0 | 1833 | 511407
1.3.9.1.1.1 | Andrew Wideband XXXpol 1710-2700 |  |  | 1 | 1833 | 511407 | 0 | 1833 | 511407 | Yes
1.3.9.1.2 | Double TMA 2100, ASC (1 piece) |  |  | 279 | 1216.7325 | 339468.356 | 0 | 1216.7325 | 339468.356
1.3.9.1.2.1 | Double TMA 2100, ASC |  |  | 1 | 1216.7325 | 339468.356 | 0 | 1216.7325 | 339468.356 | Yes | PRA
1.3.9.1.3 | Kathrein Xpol 790-960 (1 piece)_Temporary |  |  | 81 | 798 | 64638 | 0 | 798 | 64638
1.3.9.1.3.1 | Single Antenna, X-Pol, 790-960 MHz, 65 deg, 18 dBi, MET0-10 |  |  | 1 | 798 | 64638 | 0 | 798 | 64638 | Yes | PRA
1.3.9.2 | ADD-ON Outdoor Radio New site_1814 1 |  |  |  |  | 0 | 0 |  | 0
1.3.9.2.1 | DUMMY (to be deleted) |  |  | 1 | 0 | 0 | 0 | 0 | 0
1.3.9.2.1.1 | EQUIP. RADIO CABINET |  |  | 1 | 0 | 0 | 0 | 0 | 0 | Yes | PRT
1.3.10 | 02 Outdoor Radio New site incl 2G/3G system |  |  |  |  | 0 |  |  | 0
1.3.10.1 | Outdoor Radio New site incl 2G/3G system_1812 1 |  |  |  |  | 0 | 0 |  | 0
1.3.10.1.1 | DUMMY (to be deleted) |  |  | 1 | 0 | 0 | 0 | 0 | 0
1.3.10.1.1.1 | EQUIP. RADIO CABINET |  |  | 1 | 0 | 0 | 0 | 0 | 0 | Yes | PRT
1.3.10.2 | ADD-ON Outdoor Radio New site incl 2G/3G system_18 1 |  |  |  |  | 0 | 0 |  | 0
1.3.10.2.1 | DUMMY (to be deleted) |  |  | 1 | 0 | 0 | 0 | 0 | 0
1.3.10.2.1.1 | EQUIP. RADIO CABINET |  |  | 1 | 0 | 0 | 0 | 0 | 0 | Yes | PRT
1.3.11 | 03 Outdoor Radio Existing site |  |  |  |  | 0 |  |  | 0
1.3.11.1 | Outdoor Radio Existing site_1813 1 |  |  |  |  | 0 | 0 |  | 0
1.3.11.1.1 | DUMMY (to be deleted) |  |  | 1 | 0 | 0 | 0 | 0 | 0
1.3.11.1.1.1 | EQUIP. RADIO CABINET |  |  | 1 | 0 | 0 | 0 | 0 | 0 | Yes | PRT
1.3.11.2 | ADD-ON Outdoor Radio Existing site_1816 1 |  |  |  |  | 0 | 0 |  | 0
1.3.11.2.1 | DUMMY (to be deleted) |  |  | 1 | 0 | 0 | 0 | 0 | 0
1.3.11.2.1.1 | EQUIP. RADIO CABINET |  |  | 1 | 0 | 0 | 0 | 0 | 0 | Yes | PRT
1.3.12 | 04 In-Building New site SIMO |  |  |  |  | 0 |  |  | 0
1.3.12.1 | ADD-ON In-Building New site SIMO_1823 1 |  |  |  |  | 0 | 0 |  | 0
1.3.12.1.1 | DUMMY (to be deleted) |  |  | 1 | 0 | 0 | 0 | 0 | 0
1.3.12.1.1.1 | EQUIP. RADIO CABINET |  |  | 1 | 0 | 0 | 0 | 0 | 0 | Yes | PRT
1.3.12.2 | In-Building New site SIMO_1817 1 |  |  |  |  | 0 | 0 |  | 0
1.3.12.2.1 | DUMMY (to be deleted) |  |  | 1 | 0 | 0 | 0 | 0 | 0
1.3.12.2.1.1 | EQUIP. RADIO CABINET |  |  | 1 | 0 | 0 | 0 | 0 | 0 | Yes | PRT
1.3.13 | 05 In-Building New site MIMO |  |  |  |  | 0 |  |  | 0
1.3.13.1 | ADD-ON In-Building New site MIMO_1824 1 |  |  |  |  | 0 | 0 |  | 0
1.3.13.1.1 | DUMMY (to be deleted) |  |  | 1 | 0 | 0 | 0 | 0 | 0
1.3.13.1.1.1 | EQUIP. RADIO CABINET |  |  | 1 | 0 | 0 | 0 | 0 | 0 | Yes | PRT
1.3.13.2 | In-Building New site MIMO_1818 1 |  |  |  |  | 0 | 0 |  | 0
1.3.13.2.1 | DUMMY (to be deleted) |  |  | 1 | 0 | 0 | 0 | 0 | 0
1.3.13.2.1.1 | EQUIP. RADIO CABINET |  |  | 1 | 0 | 0 | 0 | 0 | 0 | Yes | PRT
1.3.14 | 06 In-Building Existing CAS site SIMO |  |  |  |  | 0 |  |  | 0
1.3.14.1 | In-Building Existing CAS site SIMO_1819 1 |  |  |  |  | 0 | 0 |  | 0
1.3.14.1.1 | DUMMY (to be deleted) |  |  | 1 | 0 | 0 | 0 | 0 | 0
1.3.14.1.1.1 | EQUIP. RADIO CABINET |  |  | 1 | 0 | 0 | 0 | 0 | 0 | Yes | PRT
1.3.14.2 | ADD-ON In-Building Existing CAS site SIMO_1825 1 |  |  |  |  | 0 | 0 |  | 0
1.3.14.2.1 | DUMMY (to be deleted) |  |  | 1 | 0 | 0 | 0 | 0 | 0
1.3.14.2.1.1 | EQUIP. RADIO CABINET |  |  | 1 | 0 | 0 | 0 | 0 | 0 | Yes | PRT
1.3.15 | 07 In-Building Existing CAS site MIMO |  |  |  |  | 0 |  |  | 0
1.3.15.1 | In-Building Existing CAS site MIMO_1820 1 |  |  |  |  | 0 | 0 |  | 0
1.3.15.1.1 | DUMMY (to be deleted) |  |  | 1 | 0 | 0 | 0 | 0 | 0
1.3.15.1.1.1 | EQUIP. RADIO CABINET |  |  | 1 | 0 | 0 | 0 | 0 | 0 | Yes | PRT
1.3.15.2 | ADD-ON In-Building Existing CAS site MIMO_1826 1 |  |  |  |  | 0 | 0 |  | 0
1.3.15.2.1 | DUMMY (to be deleted) |  |  | 1 | 0 | 0 | 0 | 0 | 0
1.3.15.2.1.1 | EQUIP. RADIO CABINET |  |  | 1 | 0 | 0 | 0 | 0 | 0 | Yes | PRT
1.3.16 | 08 In-Building Existing STK site SIMO |  |  |  |  | 0 |  |  | 0
1.3.16.1 | ADD-ON In-Building Existing STK site SIMO_1827 1 |  |  |  |  | 0 | 0 |  | 0
1.3.16.1.1 | DUMMY (to be deleted) |  |  | 1 | 0 | 0 | 0 | 0 | 0
1.3.16.1.1.1 | EQUIP. RADIO CABINET |  |  | 1 | 0 | 0 | 0 | 0 | 0 | Yes | PRT
1.3.16.2 | In-Building Existing STK site SIMO_1821 1 |  |  |  |  | 0 | 0 |  | 0
1.3.16.2.1 | DUMMY (to be deleted) |  |  | 1 | 0 | 0 | 0 | 0 | 0
1.3.16.2.1.1 | EQUIP. RADIO CABINET |  |  | 1 | 0 | 0 | 0 | 0 | 0 | Yes | PRT
1.3.17 | 09 In-Building Existing STK site MIMO |  |  |  |  | 0 |  |  | 0
1.3.17.1 | In-Building Existing STK site MIMO_1822 1 |  |  |  |  | 0 | 0 |  | 0
1.3.17.1.1 | DUMMY (to be deleted) |  |  | 1 | 0 | 0 | 0 | 0 | 0
1.3.17.1.1.1 | EQUIP. RADIO CABINET |  |  | 1 | 0 | 0 | 0 | 0 | 0 | Yes | PRT
1.3.17.2 | ADD-ON In-Building Existing STK site MIMO_1828 1 |  |  |  |  | 0 | 0 |  | 0
1.3.17.2.1 | DUMMY (to be deleted) |  |  | 1 | 0 | 0 | 0 | 0 | 0
1.3.17.2.1.1 | EQUIP. RADIO CABINET |  |  | 1 | 0 | 0 | 0 | 0 | 0 | Yes | PRT
1.4 | 11 (ADD) 7228 CE Kits |  |  |  |  | 21381833.2183 |  |  | 6811015.1131
1.4.1 | 7228 CE Kits |  |  |  |  | 20641136.631 |  |  | 6070318.5258
1.4.1.1 | CE Kits SW |  |  |  |  | 17539898.48 | 76 |  | 4209575.6352
1.4.1.1.1 | FAJ 121 1163, Advanced MO Scripting p.UL 16ChE |  |  | 14456 | 18.75 | 271050 | 76 | 4.5 | 65052
1.4.1.1.1.1 | FAJ 121 1163 Advanced MO Scripting UL |  |  | 1 | 18.75 | 271050 | 76 | 4.5 | 65052 | Yes
1.4.1.1.2 | FAJ121425 R3, Max Bit Rate Capability for QoS Profiling p.16 ChE UL |  |  | 14456 | 33.45 | 483553.2 | 76 | 8.028 | 116052.768
1.4.1.1.2.1 | FAJ121425 R3, Max Bit Rate Capability for QoS Profiling, 16 ChE |  |  | 1 | 33.45 | 483553.2 | 76 | 8.028 | 116052.768 | Yes | PRA
1.4.1.1.3 | FAJ121845 R2, Dynamic PS I/B RAB Establishment p.16 ChE UL |  |  | 14456 | 11.23 | 162340.88 | 76 | 2.6952 | 38961.8112
1.4.1.1.3.1 | FAJ121845 R2, Dynamic PS I/B RAB Establishment, 16 ChE |  |  | 1 | 11.23 | 162340.88 | 76 | 2.6952 | 38961.8112 | Yes | PRA
1.4.1.1.4 | FAJ121977 R1, Flexible initial rate selection, PS Interactive p.16 ChE UL |  |  | 14456 | 11.23 | 162340.88 | 76 | 2.6952 | 38961.8112
1.4.1.1.4.1 | FAJ121977 R1, Flexible initial rate selection, PS Interactive, 16 ChE |  |  | 1 | 11.23 | 162340.88 | 76 | 2.6952 | 38961.8112 | Yes | PRA
1.4.1.1.5 | Multi-RAB Bundle per 16ULCE |  |  | 14456 | 25.5 | 368628 | 76 | 6.12 | 88470.72
1.4.1.1.5.1 | Multi-RAB Bundle per 16ULCE |  |  | 1 | 25.5 | 368628 | 76 | 6.12 | 88470.72 | Yes
1.4.1.1.6 | Node B SW features, per UL CE kit (TPCM only) |  |  | 14456 | 1113.17 | 16091985.52 | 76 | 267.1608 | 3862076.5248
1.4.1.1.6.1 | Node B SW features, per UL CE kit |  |  | 1 | 1113.17 | 16091985.52 | 76 | 267.1608 | 3862076.5248 | Yes
1.4.1.2 | CE Kits HWAC |  |  |  |  | 3101238.151 | 40 |  | 1860742.8906
1.4.1.2.1 | DUW BB HW Activation Fee CE DL p.16CE |  |  | 2891 | 214.5295 | 620204.7243 | 40 | 128.7177 | 372122.8346
1.4.1.2.1.1 | WCDMA CE DL HWAC (per 16CE) |  |  | 1 | 214.5295 | 620204.7243 | 40 | 128.7177 | 372122.8346 | Yes | PRA
1.4.1.2.2 | DUW BB HW Activation Fee CE UL p.16CE |  |  | 11565 | 214.5295 | 2481033.4267 | 40 | 128.7177 | 1488620.0561
1.4.1.2.2.1 | WCDMA CE UL HWAC (per 16CE) |  |  | 1 | 214.5295 | 2481033.4267 | 40 | 128.7177 | 1488620.0561 | Yes | PRA
1.4.2 | Delta of 7228 CE Kits For Interwork LTE |  |  |  |  | 740696.5873 |  |  | 740696.5873
1.4.2.1 | p.16ChE.... |  |  |  |  | 740696.5873 | 0 |  | 740696.5873
1.4.2.1.1 | FAJ1211610 R1, CS voice fallback from LTE p.16ChE DL |  |  | 2891 | 38.202 | 110441.8693 | 0 | 38.202 | 110441.8693
1.4.2.1.1.1 | FAJ1211610 R1, CS voice fallback from LTE, 16ChE DL |  |  | 1 | 38.202 | 110441.8693 | 0 | 38.202 | 110441.8693 | Yes
1.4.2.1.2 | FAJ1211610 R1, CS voice fallback from LTE p.16ChE UL |  |  | 11565 | 12.734 | 147268.5598 | 0 | 12.734 | 147268.5598
1.4.2.1.2.1 | FAJ1211610 R1, CS voice fallback from LTE, 16ChE |  |  | 1 | 12.734 | 147268.5598 | 0 | 12.734 | 147268.5598 | Yes | PRA
1.4.2.1.3 | WCDMA RAN SW - FAJ1211474 LTE Cell Re-Selection p.16ChE DL |  |  | 2891 | 71.6032 | 207004.8771 | 0 | 71.6032 | 207004.8771
1.4.2.1.3.1 | FAJ1211474 R1, LTE cell re-selection, 16ChE DL |  |  | 1 | 71.6032 | 207004.8771 | 0 | 71.6032 | 207004.8771 | Yes
1.4.2.1.4 | WCDMA RAN SW - FAJ1211474 LTE Cell Re-Selection p.16ChE UL |  |  | 11565 | 23.8635 | 275981.281 | 0 | 23.8635 | 275981.281
1.4.2.1.4.1 | FAJ1211474 R1, LTE cell re-selection, 16ChE UL |  |  | 1 | 23.8635 | 275981.281 | 0 | 23.8635 | 275981.281 | Yes
1.5 | 12 (ADD) OSS Features for New Sites |  |  |  |  | 0 |  |  | 0
1.5.1 | 04 OSS |  |  |  |  | 0 |  |  | 0
1.5.1.1 | OSS Features for New Sites - Y2 |  |  |  |  | 0 | 0 |  | 0
1.5.1.1.1 | LTE Starter Pack_eNodeB |  |  | 0 | 0 | 0 | 0 | 993.6 | 0
1.5.1.1.1.1 | Starter Pack_eNodeB |  |  | 1 | 1656 | 0 | 40 | 993.6 | 0 | Yes
1.5.1.1.2 | LTE Conf Management_eNodeB |  |  | 0 | 0 | 0 | 0 | 248.4 | 0
1.5.1.1.2.1 | Conf Mng_eNodeB |  |  | 1 | 414 | 0 | 40 | 248.4 | 0 | Yes
1.5.1.1.3 | LTE Perf Management_eNodeB |  |  | 0 | 0 | 0 | 0 | 414 | 0
1.5.1.1.3.1 | Perf Mng_eNodeB |  |  | 1 | 690 | 0 | 40 | 414 | 0 | Yes
1.6 | 12 RAN-2G/3G New SW Pricing |  |  |  |  | 15906541.4147 |  |  | 3953684.1221
1.6.1 | 3G |  |  |  |  | 15468278.3747 |  |  | 3690726.2981
1.6.1.1 | 64 EUL Users |  |  |  |  | 125350.1846 | 76 |  | 30084.0443
1.6.1.1.1 | FAJ1211676, EUL up to 64 users p.Node |  |  | 125 | 1002.8015 | 125350.1846 | 76 | 240.6724 | 30084.0443
1.6.1.1.1.1 | FAJ1211676, EUL up to 64 users, Node |  |  | 1 | 1002.8015 | 125350.1846 | 76 | 240.6724 | 30084.0443 | Yes | PRA
1.6.1.2 | 96 HS Users: 1st Carrier |  |  |  |  | 100280.1477 | 76 |  | 24067.2355
1.6.1.2.1 | FAJ1211531 R1, HSDPA up to 96 users p.3HScc |  |  | 125 | 802.2412 | 100280.1477 | 76 | 192.5379 | 24067.2355
1.6.1.2.1.1 | FAJ1211531 R1, HSDPA up to 96 users, 3HScc |  |  | 1 | 802.2412 | 100280.1477 | 76 | 192.5379 | 24067.2355 | Yes | PRA
1.6.1.3 | 96 HS Users: 2nd Carrier |  |  |  |  | 100280.1477 | 85.6 |  | 14440.3413
1.6.1.3.1 | FAJ1211531 R1, HSDPA up to 96 users p.3HScc |  |  | 125 | 802.2412 | 100280.1477 | 85.6 | 115.5227 | 14440.3413
1.6.1.3.1.1 | FAJ1211531 R1, HSDPA up to 96 users, 3HScc |  |  | 1 | 802.2412 | 100280.1477 | 85.6 | 115.5227 | 14440.3413 | Yes | PRA
1.6.1.4 | 96 HS Users: 3rd Carrier |  |  |  |  | 100280.1477 | 88 |  | 12033.6177
1.6.1.4.1 | FAJ1211531 R1, HSDPA up to 96 users p.3HScc |  |  | 125 | 802.2412 | 100280.1477 | 88 | 96.2689 | 12033.6177
1.6.1.4.1.1 | FAJ1211531 R1, HSDPA up to 96 users, 3HScc |  |  | 1 | 802.2412 | 100280.1477 | 88 | 96.2689 | 12033.6177 | Yes | PRA
1.6.1.5 | p.Node 1 |  |  |  |  | 1355119.0628 | 76 |  | 325228.5751
1.6.1.5.1 | FAJ1211673 Channel Element Capacity for HSDPA Smartphones(R99) p.Node |  |  | 2027 | 668.5343 | 1355119.0628 | 76 | 160.4482 | 325228.5751
1.6.1.5.1.1 | FAJ1211673, Channel Element capacity for HSDPA Smartphones, Node |  |  | 1 | 668.5343 | 1355119.0628 | 76 | 160.4482 | 325228.5751 | Yes | PRA
1.6.1.6 | p.16ChE 1 |  |  |  |  | 13686968.6841 | 76 |  | 3284872.4843
1.6.1.6.1 | FAJ1211335 R1, Speech 12.2 kbps and HSPA PS Interactive RAB p.16ChE DL |  |  | 13402 | 25 | 335050 | 76 | 6 | 80412
1.6.1.6.1.1 | FAJ1211335 R1, Speech 12.2 kbps and HSPA PS Interactive RAB |  |  | 1 | 25 | 335050 | 76 | 6 | 80412 | Yes
1.6.1.6.2 | FAJ1211335 R1, Speech 12.2 kbps and HSPA PS Interactive RAB p.16ChE UL |  |  | 53606 | 33 | 1768998 | 76 | 7.92 | 424559.52
1.6.1.6.2.1 | FAJ1211335 R1, Speech 12.2 kbps and HSPA PS Interactive RAB |  |  | 1 | 33 | 1768998 | 76 | 7.92 | 424559.52 | Yes | PRA
1.6.1.6.3 | W12B_Call re-establishment p.16ChE DL |  |  | 13402 | 95.5049 | 1279956.7044 | 76 | 22.9212 | 307189.6091
1.6.1.6.3.1 | W12B_Call re-establishment_16 ChE DL |  |  | 1 | 95.5049 | 1279956.7044 | 76 | 22.9212 | 307189.6091 | Yes
1.6.1.6.4 | W12B_Call re-establishment p.16ChE UL |  |  | 53606 | 31.835 | 1706545.2694 | 76 | 7.6404 | 409570.8648
1.6.1.6.4.1 | W12B_Call re-establishment_16ChE UL |  |  | 1 | 31.835 | 1706545.2694 | 76 | 7.6404 | 409570.8648 | Yes
1.6.1.6.5 | W12B_Faster RAB establishment - Direct upswitch from URA p.DL 16 ChE |  |  | 13402 | 60.1681 | 806372.7238 | 76 | 14.4403 | 193529.4537
1.6.1.6.5.1 | W12B_Faster RAB establishment - Direct upswitch from URA p.DL |  |  | 1 | 60.1681 | 806372.7238 | 76 | 14.4403 | 193529.4537 | Yes
1.6.1.6.6 | W12B_Faster RAB establishment - Direct upswitch from URA p.UL 16 ChE |  |  | 53606 | 20.056 | 1075123.5195 | 76 | 4.8134 | 258029.6447
1.6.1.6.6.1 | W12B_Faster RAB establishment - Direct upswitch from URA p.UL |  |  | 1 | 20.056 | 1075123.5195 | 76 | 4.8134 | 258029.6447 | Yes
1.6.1.6.7 | W12B_Improved compressed mode p.DL 16ChE |  |  | 13402 | 20.056 | 268790.9079 | 76 | 4.8134 | 64509.8179
1.6.1.6.7.1 | W12B_Improved compressed mode p.DL 16ChE |  |  | 1 | 20.056 | 268790.9079 | 76 | 4.8134 | 64509.8179 | Yes
1.6.1.6.8 | W12B_Improved compressed mode p.UL 16ChE |  |  | 53606 | 60.1681 | 3225370.5591 | 76 | 14.4403 | 774088.9341
1.6.1.6.8.1 | W12B_Improved compressed mode p.UL 16ChE |  |  | 1 | 60.1681 | 3225370.5591 | 76 | 14.4403 | 774088.9341 | Yes
1.6.1.6.9 | FAJ1211468, Non-HSPA Inter frequency Load Sharing p.16ChE DL |  |  | 12484 | 110 | 1373240 | 76 | 26.4 | 329577.6
1.6.1.6.9.1 |  |  |  | 1 | 110 | 1373240 | 76 | 26.4 | 329577.6 | Yes
1.6.1.6.10 | FAJ1211468, Non-HSPA Inter frequency Load Sharing p.16ChE UL |  |  | 49933 | 37 | 1847521 | 76 | 8.88 | 443405.04
1.6.1.6.10.1 |  |  |  | 1 | 37 | 1847521 | 76 | 8.88 | 443405.04 | Yes
1.6.2 | 2G |  |  |  |  | 438263.04 |  |  | 262957.824
1.6.2.1 | p.TS |  |  |  |  | 438263.04 | 40 |  | 262957.824
1.6.2.1.1 | FAJ 123149 Fast Return to WCDMA after Call Release |  |  | 119744 | 3.66 | 438263.04 | 40 | 2.196 | 262957.824
1.6.2.1.1.1 | Fast Return to WCDMA after Call Release |  |  | 1 | 3.66 | 438263.04 | 40 | 2.196 | 262957.824 | Yes | PRA
1.7 | 10 RAN Services Details Pricing |  |  |  |  | 32179301.95 |  |  | 32179301.95
1.7.1 | RAN Services |  |  |  |  | 32179301.95 |  |  | 32179301.95
1.7.1.1 | RAN Sevices |  |  |  |  | 32179301.95 | 0 |  | 32179301.95
1.7.1.1.1 | 3G Feature Expansion - Year 2 - Delta |  |  | 1 | 138515.68 | 138515.68 | 0 | 138515.68 | 138515.68
1.7.1.1.1.1 | 3G Feature Exp - Yr 2 - Delta_PM + RM |  |  | 1 | 30478.76 | 30478.76 | 0 | 30478.76 | 30478.76 | Yes
1.7.1.1.1.2 | 3G Feature Exp - Yr 2 - Delta_IMPL |  |  | 1 | 108036.92 | 108036.92 | 0 | 108036.92 | 108036.92 | Yes
1.7.1.1.1.3 | 3G Feature Exp - Yr 2 - Delta_DESIGN |  |  | 1 | 0 | 0 | 0 | 0 | 0 | Yes
1.7.1.1.2 | LTE Feature Expansion - Year 2 - Delta |  |  | 1 | 173876.1 | 173876.1 | 0 | 173876.1 | 173876.1
1.7.1.1.2.1 | LTE Feature Exp - Yr 2 - Delta_PM + RM |  |  | 1 | 32017.64 | 32017.64 | 0 | 32017.64 | 32017.64 | Yes
1.7.1.1.2.2 | LTE Feature Exp - Yr 2 - Delta_IMPL |  |  | 1 | 141858.46 | 141858.46 | 0 | 141858.46 | 141858.46 | Yes
1.7.1.1.2.3 | LTE Feature Exp - Yr 2 - Delta_DESIGN |  |  | 1 | 0 | 0 | 0 | 0 | 0 | Yes
1.7.1.1.3 | GSM1800 10MHz re-farming Phase 1 excluding HW |  |  | 1 | 1593423.05 | 1593423.05 | 0 | 1593423.05 | 1593423.05
1.7.1.1.3.1 | Refarming Ph 1 |  |  | 1 | 1593423.05 | 1593423.05 | 0 | 1593423.05 | 1593423.05 | Yes
1.7.1.1.4 | 2G IB RBS Svcs (FY12/13 Resubmission) |  |  | 1 | 856534.17 | 856534.17 | 0 | 856534.17 | 856534.17
1.7.1.1.4.1 | 2G IB RBS Svcs (FY12_13 Resub) |  |  | 1 | 856534.17 | 856534.17 | 0 | 856534.17 | 856534.17 | Yes
1.7.1.1.5 | 2G OD RBS Svcs (FY12/13 Resubmission) |  |  | 1 | 1896565.29 | 1896565.29 | 0 | 1896565.29 | 1896565.29
1.7.1.1.5.1 | 2G OD RBS Svcs (FY12_13 Resub) |  |  | 1 | 1896565.29 | 1896565.29 | 0 | 1896565.29 | 1896565.29 | Yes
1.7.1.1.6 | 3G IB RBS Svcs (FY12/13 Resubmission) |  |  | 1 | 1341983.01 | 1341983.01 | 0 | 1341983.01 | 1341983.01
1.7.1.1.6.1 | 3G IB RBS Svcs (FY12_13 Resub) |  |  | 1 | 1341983.01 | 1341983.01 | 0 | 1341983.01 | 1341983.01 | Yes
1.7.1.1.7 | 3G OD RBS Svcs (FY12/13 Resubmission) |  |  | 1 | 6186400.35 | 6186400.35 | 0 | 6186400.35 | 6186400.35
1.7.1.1.7.1 | 3G OD RBS Svcs (FY12_13 Resub) |  |  | 1 | 6186400.35 | 6186400.35 | 0 | 6186400.35 | 6186400.35 | Yes
1.7.1.1.8 | 4G IB RBS Svcs (FY12/13 Resubmission) |  |  | 1 | 626765.2 | 626765.2 | 0 | 626765.2 | 626765.2
1.7.1.1.8.1 | 4G IB RBS Svcs (FY12_13 Resub) |  |  | 1 | 626765.2 | 626765.2 | 0 | 626765.2 | 626765.2 | Yes
1.7.1.1.9 | 4G OD RBS Svcs (FY12/13 Resubmission) |  |  | 1 | 1923368.12 | 1923368.12 | 0 | 1923368.12 | 1923368.12
1.7.1.1.9.1 | 4G OD RBS Svcs (FY12_13 Resub) |  |  | 1 | 1923368.12 | 1923368.12 | 0 | 1923368.12 | 1923368.12 | Yes
1.7.1.1.10 | 2G EOS RBS Svcs (FY12/13 Resubmission) |  |  | 1 | 5131443.18 | 5131443.18 | 0 | 5131443.18 | 5131443.18
1.7.1.1.10.1 | 2G EOS RBS Svcs (FY12_13 Resub) |  |  | 1 | 5131443.18 | 5131443.18 | 0 | 5131443.18 | 5131443.18 | Yes
1.7.1.1.11 | 3CC RBS Svcs (FY12/13 Resubmission) |  |  | 1 | 4941703.2 | 4941703.2 | 0 | 4941703.2 | 4941703.2
1.7.1.1.11.1 | 3CC RBS Svcs (FY12_13 Resub) |  |  | 1 | 4941703.2 | 4941703.2 | 0 | 4941703.2 | 4941703.2 | Yes
1.7.1.1.12 | 3G iDA QoS (FY12/13 Resubmission) |  |  | 1 | 153671.54 | 153671.54 | 0 | 153671.54 | 153671.54
1.7.1.1.12.1 | 3G IB iDA 3G QOS RBS Svcs (FY12_13 Resub) |  |  | 1 | 153671.54 | 153671.54 | 0 | 153671.54 | 153671.54 | Yes
1.7.1.1.13 | 2G EOS Performance Monitoring |  |  | 1 | 202527.27 | 202527.27 | 0 | 202527.27 | 202527.27
1.7.1.1.13.1 | 2G EOS Performance Monitoring |  |  | 1 | 202527.27 | 202527.27 | 0 | 202527.27 | 202527.27 | Yes
1.7.1.1.14 | 2G EOS Perf Monitoring - Rigging |  |  | 1 | 19784.95 | 19784.95 | 0 | 19784.95 | 19784.95
1.7.1.1.14.1 | 2G EOS PM - Addn for Rigging |  |  | 1 | 19784.95 | 19784.95 | 0 | 19784.95 | 19784.95 | Yes
1.7.1.1.15 | 2G EOS RF Tuning |  |  | 1 | 84035.07 | 84035.07 | 0 | 84035.07 | 84035.07
1.7.1.1.15.1 | 2G RF Tuning |  |  | 1 | 84035.07 | 84035.07 | 0 | 84035.07 | 84035.07 | Yes
1.7.1.1.16 | 2G EOS RF Drive Test |  |  | 1 | 33720.43 | 33720.43 | 0 | 33720.43 | 33720.43
1.7.1.1.16.1 | 2G RF Drive Test |  |  | 1 | 33720.43 | 33720.43 | 0 | 33720.43 | 33720.43 | Yes
1.7.1.1.17 | LTE Only - For addn 20m OIL and Feeder For eNB |  |  | 1 | 4003841.36 | 4003841.36 | 0 | 4003841.36 | 4003841.36
1.7.1.1.17.1 | For addn 20m OIL and Feeder For eNB |  |  | 1 | 4003841.36 | 4003841.36 | 0 | 4003841.36 | 4003841.36 | Yes
1.7.1.1.18 | LTE Only - Additional Estimated LEW and PE for eNB |  |  | 1 | 21505.38 | 21505.38 | 0 | 21505.38 | 21505.38
1.7.1.1.18.1 | LTE Only - Additional Estimated LEW and PE for eNB |  |  | 1 | 21505.38 | 21505.38 | 0 | 21505.38 | 21505.38 | Yes
1.7.1.1.19 | 2G EOS - 57 Sites Sector Expansion |  |  | 1 | 26847.59 | 26847.59 | 0 | 26847.59 | 26847.59
1.7.1.1.19.1 | 2G EOS - 57 Sites Sector Expansion |  |  | 1 | 26847.59 | 26847.59 | 0 | 26847.59 | 26847.59 | Yes
1.7.1.1.20 | 3CC - 57 Sites Sector Expansion |  |  | 1 | 280200.57 | 280200.57 | 0 | 280200.57 | 280200.57
1.7.1.1.20.1 | 3CC - 57 Sites Sector Expansion |  |  | 1 | 280200.57 | 280200.57 | 0 | 280200.57 | 280200.57 | Yes
1.7.1.1.21 | 3CC - Additional Estimated LEW and PE for RBS |  |  | 1 | 43010.75 | 43010.75 | 0 | 43010.75 | 43010.75
1.7.1.1.21.1 | 3CC - Additional Estimated LEW and PE for RBS |  |  | 1 | 43010.75 | 43010.75 | 0 | 43010.75 | 43010.75 | Yes
1.7.1.1.22 | 2G EOS - Antenna Changeout |  |  | 1 | 73118.28 | 73118.28 | 0 | 73118.28 | 73118.28
1.7.1.1.22.1 | 2G EOS - Antenna Changeout |  |  | 1 | 73118.28 | 73118.28 | 0 | 73118.28 | 73118.28 | Yes
1.7.1.1.23 | New Sites - Delta for 70m OIL and Feeder |  |  | 1 | 653028.09 | 653028.09 | 0 | 653028.09 | 653028.09
1.7.1.1.23.1 | New Sites - Delta for 70m OIL and Feeder |  |  | 1 | 653028.09 | 653028.09 | 0 | 653028.09 | 653028.09 | Yes
1.7.1.1.24 | 3CC - 67 from Additional 222 Sites ChangeOut |  |  | 1 | 1080057.32 | 1080057.32 | 0 | 1080057.32 | 1080057.32
1.7.1.1.24.1 | 3CC - 67 from Additional 222 Sites ChangeOut |  |  | 1 | 1080057.32 | 1080057.32 | 0 | 1080057.32 | 1080057.32 | Yes
1.7.1.1.25 | 3CC - 155 from Additional 222 Sites Upgrade |  |  | 1 | 677275.51 | 677275.51 | 0 | 677275.51 | 677275.51
1.7.1.1.25.1 | 3CC - 155 from Additional 222 Sites Upgrade |  |  | 1 | 677275.51 | 677275.51 | 0 | 677275.51 | 677275.51 | Yes
1.7.1.1.26 | 2G EOS - 1 from Additional 222 Sites Upgrade |  |  | 1 | 16100.49 | 16100.49 | 0 | 16100.49 | 16100.49
1.7.1.1.26.1 | 2G EOS - 1 from Additional 222 Sites Upgrade |  |  | 1 | 16100.49 | 16100.49 | 0 | 16100.49 | 16100.49 | Yes
1.8 | 11 (ADD) Delta top-up from 4000 CE Kits |  |  |  |  | 13495132.5506 |  |  | 3856676.7122
1.8.1 | Delta of 4000 CE Kits |  |  |  |  | 11422875.8334 |  |  | 3359335.1001
1.8.1.1 | CE Kits SW 1 |  |  |  |  | 9706640 | 76 |  | 2329593.6
1.8.1.1.1 | FAJ 121 1163, Advanced MO Scripting p.UL 16ChE |  |  | 8000 | 18.75 | 150000 | 76 | 4.5 | 36000
1.8.1.1.1.1 | FAJ 121 1163 Advanced MO Scripting UL |  |  | 1 | 18.75 | 150000 | 76 | 4.5 | 36000 | Yes
1.8.1.1.2 | FAJ121425 R3, Max Bit Rate Capability for QoS Profiling p.16 ChE UL |  |  | 8000 | 33.45 | 267600 | 76 | 8.028 | 64224
1.8.1.1.2.1 | FAJ121425 R3, Max Bit Rate Capability for QoS Profiling, 16 ChE |  |  | 1 | 33.45 | 267600 | 76 | 8.028 | 64224 | Yes | PRA
1.8.1.1.3 | FAJ121845 R2, Dynamic PS I/B RAB Establishment p.16 ChE UL |  |  | 8000 | 11.23 | 89840 | 76 | 2.6952 | 21561.6
1.8.1.1.3.1 | FAJ121845 R2, Dynamic PS I/B RAB Establishment, 16 ChE |  |  | 1 | 11.23 | 89840 | 76 | 2.6952 | 21561.6 | Yes | PRA
1.8.1.1.4 | FAJ121977 R1, Flexible initial rate selection, PS Interactive p.16 ChE UL |  |  | 8000 | 11.23 | 89840 | 76 | 2.6952 | 21561.6
1.8.1.1.4.1 | FAJ121977 R1, Flexible initial rate selection, PS Interactive, 16 ChE |  |  | 1 | 11.23 | 89840 | 76 | 2.6952 | 21561.6 | Yes | PRA
1.8.1.1.5 | Multi-RAB Bundle per 16ULCE |  |  | 8000 | 25.5 | 204000 | 76 | 6.12 | 48960
1.8.1.1.5.1 | Multi-RAB Bundle per 16ULCE |  |  | 1 | 25.5 | 204000 | 76 | 6.12 | 48960 | Yes
1.8.1.1.6 | Node B SW features, per UL CE kit (TPCM only) |  |  | 8000 | 1113.17 | 8905360 | 76 | 267.1608 | 2137286.4
1.8.1.1.6.1 | Node B SW features, per UL CE kit |  |  | 1 | 1113.17 | 8905360 | 76 | 267.1608 | 2137286.4 | Yes
1.8.1.2 | CE Kits HWAC 1 |  |  |  |  | 1716235.8334 | 40 |  | 1029741.5001
1.8.1.2.1 | DUW BB HW Activation Fee CE DL p.16CE |  |  | 1600 | 214.5295 | 343247.1667 | 40 | 128.7177 | 205948.3
1.8.1.2.1.1 | WCDMA CE DL HWAC (per 16CE) |  |  | 1 | 214.5295 | 343247.1667 | 40 | 128.7177 | 205948.3 | Yes | PRA
1.8.1.2.2 | DUW BB HW Activation Fee CE UL p.16CE |  |  | 6400 | 214.5295 | 1372988.6668 | 40 | 128.7177 | 823793.2001
1.8.1.2.2.1 | WCDMA CE UL HWAC (per 16CE) |  |  | 1 | 214.5295 | 1372988.6668 | 40 | 128.7177 | 823793.2001 | Yes | PRA
1.8.2 | Delta of 4000 CE Kits For New SW |  |  |  |  | 1662344.5817 |  |  | 398962.6996
1.8.2.1 | p.16ChE . |  |  |  |  | 1662344.5817 | 76 |  | 398962.6996
1.8.2.1.1 | FAJ1211335 R1, Speech 12.2 kbps and HSPA PS Interactive RAB p.16ChE DL |  |  | 1600 | 25 | 40000 | 76 | 6 | 9600
1.8.2.1.1.1 | FAJ1211335 R1, Speech 12.2 kbps and HSPA PS Interactive RAB |  |  | 1 | 25 | 40000 | 76 | 6 | 9600 | Yes
1.8.2.1.2 | FAJ1211335 R1, Speech 12.2 kbps and HSPA PS Interactive RAB p.16ChE UL |  |  | 6400 | 33 | 211200 | 76 | 7.92 | 50688
1.8.2.1.2.1 | FAJ1211335 R1, Speech 12.2 kbps and HSPA PS Interactive RAB |  |  | 1 | 33 | 211200 | 76 | 7.92 | 50688 | Yes | PRA
1.8.2.1.3 | W12B_Call re-establishment p.16ChE DL |  |  | 1600 | 95.5049 | 152807.8441 | 76 | 22.9212 | 36673.8826
1.8.2.1.3.1 | W12B_Call re-establishment_16 ChE DL |  |  | 1 | 95.5049 | 152807.8441 | 76 | 22.9212 | 36673.8826 | Yes
1.8.2.1.4 | W12B_Call re-establishment p.16ChE UL |  |  | 6400 | 31.835 | 203743.7922 | 76 | 7.6404 | 48898.5101
1.8.2.1.4.1 | W12B_Call re-establishment_16ChE UL |  |  | 1 | 31.835 | 203743.7922 | 76 | 7.6404 | 48898.5101 | Yes
1.8.2.1.5 | W12B_Faster RAB establishment - Direct upswitch from URA p.DL 16 ChE |  |  | 1600 | 60.1681 | 96268.9418 | 76 | 14.4403 | 23104.546
1.8.2.1.5.1 | W12B_Faster RAB establishment - Direct upswitch from URA p.DL |  |  | 1 | 60.1681 | 96268.9418 | 76 | 14.4403 | 23104.546 | Yes
1.8.2.1.6 | W12B_Faster RAB establishment - Direct upswitch from URA p.UL 16 ChE |  |  | 6400 | 20.056 | 128358.5891 | 76 | 4.8134 | 30806.0614
1.8.2.1.6.1 | W12B_Faster RAB establishment - Direct upswitch from URA p.UL |  |  | 1 | 20.056 | 128358.5891 | 76 | 4.8134 | 30806.0614 | Yes
1.8.2.1.7 | W12B_Improved compressed mode p.DL 16ChE |  |  | 1600 | 20.056 | 32089.6473 | 76 | 4.8134 | 7701.5153
1.8.2.1.7.1 | W12B_Improved compressed mode p.DL 16ChE |  |  | 1 | 20.056 | 32089.6473 | 76 | 4.8134 | 7701.5153 | Yes
1.8.2.1.8 | W12B_Improved compressed mode p.UL 16ChE |  |  | 6400 | 60.1681 | 385075.7672 | 76 | 14.4403 | 92418.1841
1.8.2.1.8.1 | W12B_Improved compressed mode p.UL 16ChE |  |  | 1 | 60.1681 | 385075.7672 | 76 | 14.4403 | 92418.1841 | Yes
1.8.2.1.9 | FAJ1211468, Non-HSPA Inter frequency Load Sharing p.16ChE DL |  |  | 1600 | 110 | 176000 | 76 | 26.4 | 42240
1.8.2.1.9.1 |  |  |  | 1 | 110 | 176000 | 76 | 26.4 | 42240 | Yes
1.8.2.1.10 | FAJ1211468, Non-HSPA Inter frequency Load Sharing p.16ChE UL |  |  | 6400 | 37 | 236800 | 76 | 8.88 | 56832
1.8.2.1.10.1 |  |  |  | 1 | 37 | 236800 | 76 | 8.88 | 56832 | Yes
1.8.3 | Delta of 4000 CE Kits For Interwork LTE |  |  |  |  | 409912.1355 |  |  | 98378.9125
1.8.3.1 | p.16ChE.. |  |  |  |  | 409912.1355 | 76 |  | 98378.9125
1.8.3.1.1 | FAJ1211610 R1, CS voice fallback from LTE p.16ChE DL |  |  | 1600 | 38.202 | 61123.1376 | 76 | 9.1685 | 14669.553
1.8.3.1.1.1 | FAJ1211610 R1, CS voice fallback from LTE, 16ChE DL |  |  | 1 | 38.202 | 61123.1376 | 76 | 9.1685 | 14669.553 | Yes
1.8.3.1.2 | FAJ1211610 R1, CS voice fallback from LTE p.16ChE UL |  |  | 6400 | 12.734 | 81497.5169 | 76 | 3.0562 | 19559.404
1.8.3.1.2.1 | FAJ1211610 R1, CS voice fallback from LTE, 16ChE |  |  | 1 | 12.734 | 81497.5169 | 76 | 3.0562 | 19559.404 | Yes | PRA
1.8.3.1.3 | WCDMA RAN SW - FAJ1211474 LTE Cell Re-Selection p.16ChE DL |  |  | 1600 | 71.6032 | 114565.1343 | 76 | 17.1848 | 27495.6322
1.8.3.1.3.1 | FAJ1211474 R1, LTE cell re-selection, 16ChE DL |  |  | 1 | 71.6032 | 114565.1343 | 76 | 17.1848 | 27495.6322 | Yes
1.8.3.1.4 | WCDMA RAN SW - FAJ1211474 LTE Cell Re-Selection p.16ChE UL |  |  | 6400 | 23.8635 | 152726.3466 | 76 | 5.7272 | 36654.3232
1.8.3.1.4.1 | FAJ1211474 R1, LTE cell re-selection, 16ChE UL |  |  | 1 | 23.8635 | 152726.3466 | 76 | 5.7272 | 36654.3232 | Yes
| Grand Total: |  |  |  |  | 179721605.3404 | 48.49% |  | 92569073.1408