## Summary
Contact person: xxxxxxxxxxx |  |  | Attn: xxxxxxx
Address: xxxxxxxxx |  |  | Address: | xxxxxxxxxx
Tel: |  |  | Tel:
Project name: | Singtel FY xxxxxx
Revision: | 01
Date: | 19 June, 2012
Price Summary Table
Currency: SGD |  |  | total gross |  | total net (before payment terms incentives) | total net (after payment terms incentives)
NEW PHASE
| Site 5326 |  | 51960.4826 |  | 30420.2575
| Site 5324 |  | 85577.616 |  | 44809.4874
| Site 5043 |  | 66268.8692 |  | 33224.2393
| Site 5045 |  | 66268.8692 |  | 33224.2393
| Site 5039 |  | 64944.5346 |  | 32721.2622
| Site 5038 |  | 65436.474 |  | 33016.4259
| Site 5190 |  | 60685.7616 |  | 29874.3748
| Site 5083 |  | 63975.7514 |  | 32139.9923
| Site 5130 |  | 76108.6039 |  | 39128.0801
| Site 5328 |  | 74128.4739 |  | 37940.0021
| Site 5329 |  | 74128.4739 |  | 37940.0021
| Site 5014 |  | 102962.0648 |  | 54280.2178
| Site 5195 |  | 74128.4739 |  | 37940.0021
| Site 5122 |  | 122437.4293 |  | 60679.9169
| Site 5679 |  | 83761.342 |  | 44011.3467
| Site 5283 |  | 125534.0281 |  | 62537.8761
| Site 5087 |  | 125861.9282 |  | 62734.6162
| Site 5042 |  | 43398.3152 |  | 25079.0503
| Site 5143 |  | 62092.542 |  | 36295.5863
| Site 5327 |  | 107343.26 |  | 56908.9349
| Site 5163 |  | 75102.0102 |  | 37564.185
| Site 5323 |  | 44178.9257 |  | 19970.2732
| Site 5156 |  | 59735.0167 |  | 29303.9278
| Site 5006 |  | 85891.3815 |  | 44997.7467
| Site 5013 |  | 85085.6766 |  | 44514.3238
| Site 5068 |  | 85891.3815 |  | 44997.7467
Grand Total |  |  | 2032887.6857 | #REF! | 1046254.1136
Total Incentive |  |  | 0 |  | 0
Incentive core 1
Incentive core 2
Incentive RAN 1
Incentive RAN 2
Total before payment terms incentive |  |  | 0 |  | 0 | 0
Payment Terms incentive
Grand Total after Incentive |  |  | 2032887.6857 | #REF! | 1046254.1136
Terms and Conditions:
Payment terms
Incoterms
Offer validation period
Conditions
etc.
etc.
Revision History:
Rev no. | Date | Description of Change
Rev 01 | DD month YYYY | xxxxxxxxxx
Rev 02 | DD month YYYY | yyyyyyyyyyy

## Site 5326
Project name: | Singtel FY xxxxxx
Revision: | 01
Date: | 19 June, 2012
Item No | Name | Qty | Product Unit | Unit Gross (SGD) | Total Gross (SGD) | Discount (%) | Total Net (SGD) | 1st Year Support (SGD)
1 | NEW PHASE
1.1 | Site 5326 | 1 |  | 51960.4826 | 51960.4826 | 41.455 | 30420.2575 | 0
1.1.1 | 3G Change-out RBS6601 with SSC-02 2x2 30Wpcc 1xDUW30(30HS codes) (Stand-Alone) Reuse RRUW | 1 |  | 30353.6516 | 30353.6516 | 40 | 18212.191
1.1.1.1 | DUW BB HW Activation Fee CE DL p.16CE | 7 |  | 214.5295 | 1501.7064 | 40 | 901.0238
1.1.1.1.1 | WCDMA CE DL HWAC (per 16CE) | 1 |  | 214.5295 | 214.5295 | 40 | 128.7177
1.1.1.2 | DUW BB HW Activation Fee CE UL p.16CE | 15 |  | 214.5295 | 3217.9422 | 40 | 1930.7653
1.1.1.2.1 | WCDMA CE UL HWAC (per 16CE) | 1 |  | 214.5295 | 214.5295 | 40 | 128.7177
1.1.1.3 | RBS6601 WCDMA No RRUW DUW30 (0UL/0DL/30Code)_IPRAN_Rev A | 1 |  | 15615.6531 | 15615.6531 | 40 | 9369.3918
1.1.1.3.1 | Main Unit - 48 V DC Power cable 2m | 1 |  | 33.99 | 33.99 | 40 | 20.394
1.1.1.3.2 | SFP 1000BASE-LX40 DUAL RATE 1.25 40km for DUx | 1 |  | 537.6417 | 537.6417 | 40 | 322.585
1.1.1.3.3 | RBS 6601 Main Unit, -48 VDC (no Digital Unit incl.) | 1 |  | 1625.8755 | 1625.8755 | 40 | 975.5253
1.1.1.3.4 | Digital Unit DUW 30 Basic HW Module (excl.HWA, SFP) | 1 |  | 10880.4661 | 10880.4661 | 40 | 6528.2796
1.1.1.3.5 | WCDMA CE DL HWAC (per 16CE) | 0 |  | 214.5295 | 0 | 40 | 0
1.1.1.3.6 | WCDMA CE UL HWAC (per 16CE) | 0 |  | 214.5295 | 0 | 40 | 0
1.1.1.3.7 | WCDMA HS Codes HWAC (per 5HS-Codes) | 6 |  | 256.7299 | 1540.3795 | 40 | 924.2277
1.1.1.3.8 | DUW Optional IP Optical Interface HWAC | 1 |  | 997.3004 | 997.3004 | 40 | 598.3802
1.1.1.4 | SSC-02 for OD RBS6601 2 Rectifier_2MU (No batteries) | 1 |  | 10018.35 | 10018.35 | 40 | 6011.01
1.1.1.4.1 | PRODUCT PACKAGE/Power system; (SSC-02) (FAP1301878) | 1 |  | 10018.35 | 10018.35 | 40 | 6011.01
1.1.1.4.1.1 | 2.0 kW rectifier, PBC 6200 | 1 |  | 213.07 | 213.07 | 40 | 127.842
1.1.1.4.1.2 | Distribution CB 2-32A | 6 |  | 15.02 | 90.12 | 40 | 54.072
1.1.1.4.1.3 | Door Handle | 1 |  | 91.39 | 91.39 | 40 | 54.834
1.1.1.4.1.4 | Lifting Eye Bolt Set | 1 |  | 11.44 | 11.44 | 40 | 6.864
1.1.1.4.1.5 | Power and external alarm cable for RBS MU | 1 |  | 27.03 | 27.03 | 40 | 16.218
1.1.1.4.1.6 | RRU SPD protection Kit | 4 |  | 54.81 | 219.24 | 40 | 131.544
1.1.1.4.1.7 | SSC-02 for < 4 rectifiers | 1 |  | 9009.01 | 9009.01 | 40 | 5405.406
1.1.1.4.1.8 | Service outlet | 1 |  | 90.09 | 90.09 | 40 | 54.054
1.1.1.4.1.9 | Standard Door Lock/Key | 1 |  | 121.31 | 121.31 | 40 | 72.786
1.1.1.4.1.10 | Web interface board | 1 |  | 145.65 | 145.65 | 40 | 87.39
1.1.2 | 3G RBS6601 2x2 to 2x3 20Wpcc Additional DUW30(Additional 60HS codes) | 1 |  | 17795.7159 | 17795.7159 | 40 | 10677.4295
1.1.2.1 | DUW BB HW Activation Fee HS Codes p.5 HS-codes | 6 |  | 256.7299 | 1540.3795 | 40 | 924.2277
1.1.2.1.1 | WCDMA HS Codes HWAC (per 5HS-Codes) | 1 |  | 256.7299 | 256.7299 | 40 | 154.0379
1.1.2.2 | RBS6601 WCDMA 2x2 30Wpcc to 2x3 20Wpcc_DUW30/30(0UL/0DL/30Code) Rev A | 1 |  | 16255.3364 | 16255.3364 | 40 | 9753.2018
1.1.2.2.1 | Digital Unit DUW 30 Basic HW Module (excl.HWA, SFP) | 1 |  | 10880.4661 | 10880.4661 | 40 | 6528.2796
1.1.2.2.2 | Main Unit - 48 V DC Power cable 2m | 1 |  | 33.99 | 33.99 | 40 | 20.394
1.1.2.2.3 | RBS 6601 Main Unit, -48 VDC (no Digital Unit incl.) | 1 |  | 1625.8755 | 1625.8755 | 40 | 975.5253
1.1.2.2.4 | WCDMA Cell Carrier HWAC | 2 |  | 862.8677 | 1725.7354 | 40 | 1035.4412
1.1.2.2.5 | Kit for interconnection of 2 DUW units | 1 |  | 448.89 | 448.89 | 40 | 269.334
1.1.2.2.6 | WCDMA CE DL HWAC (per 16CE) | 0 |  | 214.5295 | 0 | 40 | 0
1.1.2.2.7 | WCDMA CE UL HWAC (per 16CE) | 0 |  | 214.5295 | 0 | 40 | 0
1.1.2.2.8 | WCDMA HS Codes HWAC (per 5HS-Codes) | 6 |  | 256.7299 | 1540.3795 | 40 | 924.2277
1.1.3 | Batteries 1 | 1 |  | 2153.15 | 2153.15 | 40 | 1291.89
1.1.3.1 | NSB Std Battery Set, 48V/170Ah For SSC-02 (1 Set) | 1 |  | 2153.15 | 2153.15 | 40 | 1291.89
1.1.3.1.1 | Battery Set, 48V/170 Ah (NSB Std) | 1 |  | 2153.15 | 2153.15 | 40 | 1291.89
1.1.4 | 3G 3cc 2nd Carrier: EUL 17 | 1 |  | 1324.3346 | 1324.3346 | 85.6 | 190.7042
1.1.4.1 | FAJ1211112 R1 EUL Scheduler support for 6 cell carriers p.Node | 1 |  | 1324.3346 | 1324.3346 | 85.6 | 190.7042
1.1.4.1.1 | FAJ1211112 R1, EUL Scheduler support for 6 cell carriers, Node | 1 |  | 1324.3346 | 1324.3346 | 85.6 | 190.7042
1.1.5 | 3G 3cc 2nd Carrier: For HSDPA IFLS 17 | 1 |  | 333.6305 | 333.6305 | 85.6 | 48.0428
1.1.5.1 | FAJ1211467, HSDPA Inter frequency Load Sharing p.3HScc | 1 |  | 333.6305 | 333.6305 | 85.6 | 48.0428
1.1.5.1.1 | FAJ1211467 R1, HSDPA Inter freq load sharing, 3HScc | 1 |  | 333.6305 | 333.6305 | 85.6 | 48.0428
1.1.6 | 3G 3cc 1st Carrier: For HSDPA IFLS 3 | 1 |  | 333.6305 | 333.6305 | 76 | 80.0713
1.1.6.1 | FAJ1211467, HSDPA Inter frequency Load Sharing p.3HScc | 1 |  | 333.6305 | 333.6305 | 76 | 80.0713
1.1.6.1.1 | FAJ1211467 R1, HSDPA Inter freq load sharing, 3HScc | 1 |  | 333.6305 | 333.6305 | 76 | 80.0713
1.1.7 | 3G 3cc 2nd Carrier: Existing 3HScc SW Features 17 | 1 |  | 12677.7415 | 12677.7415 | 85.6 | 1825.5948
1.1.7.1 | 21 Mbps SW features, per 3HScc (TPCM only) | 1 |  | 2292.1177 | 2292.1177 | 85.6 | 330.0649
1.1.7.1.1 | FAJ1211328 R1, Enhanced Layer2, 3HScc | 1 |  | 509.3595 | 509.3595 | 85.6 | 73.3478
1.1.7.1.2 | FAJ1211331 R1, HSDPA 64 QAM, 3HScc | 1 |  | 1782.7582 | 1782.7582 | 85.6 | 256.7172
1.1.7.2 | FAJ1211106 R1, IF/IRAT mobility on HSPA p.3HScc | 1 |  | 303.0689 | 303.0689 | 85.6 | 43.6419
1.1.7.2.1 | FAJ1211106 R1, IF/IRAT mobility on HSPA, 3HScc | 1 |  | 303.0689 | 303.0689 | 85.6 | 43.6419
1.1.7.3 | HSDPA up to 32 users per cell, 3HScc (TPCM only) | 1 |  | 1069.6549 | 1069.6549 | 85.6 | 154.0303
1.1.7.3.1 | FAJ1210398 R1, HSDPA up to 32 users, 3HScc | 1 |  | 1069.6549 | 1069.6549 | 85.6 | 154.0303
1.1.7.4 | Node B SW features, per 3 HScc (TPCM only) | 1 |  | 9012.9 | 9012.9 | 85.6 | 1297.8576
1.1.7.4.1 | Node B SW features, per 3 HScc | 1 |  | 9012.9 | 9012.9 | 85.6 | 1297.8576
| Sub total for gross | [5 empty] | 51960.4826
| Sub total for Net | [5 empty] | 30420.2575
| Sub total for Support | [5 empty] | 0
| Net total with support | [5 empty] | 30420.2575

## Site 5324
Project name: | Singtel FY xxxxxx
Revision: | 01
Date: | 19 June, 2012
Item No | Name | Qty | Product Unit | Unit Gross (SGD) | Total Gross (SGD) | Discount (%) | Total Net (SGD) | 1st Year Support (SGD)
1 | NEW PHASE
1.10 | Site 5324 | 1 |  | 85577.616 | 85577.616 | 47.6388 | 44809.4874 | 0
1.10.1 | Additional 1 Sector for LTE 2 2 1 | 1 |  | 64161.4943 | 64161.4943 | 40 | 38496.8966
1.10.1.1 | 1xBatt Shelf | 1 |  | 926.1429 | 926.1429 | 40 | 555.6857
1.10.1.1.1 | Prepared for internal battery back-up one shelf | 1 |  | 926.1429 | 926.1429 | 40 | 555.6857
1.10.1.2 | 1xECU | 1 |  | 1655.4183 | 1655.4183 | 40 | 993.251
1.10.1.2.1 | Extended Cimate System | 1 |  | 1655.4183 | 1655.4183 | 40 | 993.251
1.10.1.3 | 1xPDU | 3 |  | 491.9394 | 1475.8182 | 40 | 885.4909
1.10.1.3.1 | Additional PDU (Power Distribution Unit) for additional RU a | 1 |  | 491.9394 | 491.9394 | 40 | 295.1636
1.10.1.4 | 1xPSU | 4 |  | 313.7654 | 1255.0618 | 40 | 753.0371
1.10.1.4.1 | PSU 230VAC: Power Supply Unit, 230 VAC | 1 |  | 313.7654 | 313.7654 | 40 | 188.2593
1.10.1.5 | 1xRadio Shelf | 1 |  | 666.3441 | 666.3441 | 40 | 399.8064
1.10.1.5.1 | Cabinet Expansion kit from 6 RU to 12 RU (no RU incl.) | 1 |  | 666.3441 | 666.3441 | 40 | 399.8064
1.10.1.6 | Additional 10MHz Bandwidth HWAC | 1 |  | 700.3693 | 700.3693 | 40 | 420.2216
1.10.1.6.1 | Upgrade From 10MHz to 20MHz | 1 |  | 700.3693 | 700.3693 | 40 | 420.2216
1.10.1.7 | Additional Output Power HWAC 20W->40W (per RU) | 4 |  | 967.9358 | 3871.7433 | 40 | 2323.046
1.10.1.7.1 | Output Power HWAC 20W->40W (per RU) | 1 |  | 967.9358 | 967.9358 | 40 | 580.7615
1.10.1.8 | Battery set, 48V/100 Ah,incl.cable set for RBS 6102 (1 piece) | 2 |  | 5209 | 10418 | 40 | 6250.8
1.10.1.8.1 | Battery set, 48V/100 Ah,incl.cable set for RBS 6102 | 1 |  | 5209 | 5209 | 40 | 3125.4
1.10.1.9 | DUL with 63Mbps* (Indoor) | 1 |  | 9312.3647 | 9312.3647 | 40 | 5587.4188
1.10.1.9.1 | Indoor DUL with 63 Mbps | 1 |  | 9312.3647 | 9312.3647 | 40 | 5587.4188
1.10.1.10 | Indoor DUL with 63 Mbps to 127 Mbps | 1 |  | 1980.13 | 1980.13 | 40 | 1188.078
1.10.1.10.1 | Indoor DUL with 63 Mbps to 127 Mbps | 1 |  | 1980.13 | 1980.13 | 40 | 1188.078
1.10.1.11 | LTE-FDD Cell Carrier 10MHz Bandwidth HWAC | 2 |  | 1308.5572 | 2617.1145 | 40 | 1570.2687
1.10.1.11.1 | LTE-FDD Cell Carrier 10MHz Bandwidth HWAC | 1 |  | 1308.5572 | 1308.5572 | 40 | 785.1343
1.10.1.12 | RBS6102 Cabinet Only | 1 |  | 11904.9408 | 11904.9408 | 40 | 7142.9645
1.10.1.12.1 | Additional PDU (Power Distribution Unit) for additional RU a | 1 |  | 491.9394 | 491.9394 | 40 | 295.1636
1.10.1.12.2 | Prepared for internal battery back-up one shelf | 1 |  | 926.1429 | 926.1429 | 40 | 555.6857
1.10.1.12.3 | PSU 230VAC: Power Supply Unit, 230 VAC | 3 |  | 313.7654 | 941.2963 | 40 | 564.7778
1.10.1.12.4 | RBS 6102 Cabinet for up to 6 RU, 230 VAC (no RU, no PSU incl.) | 1 |  | 5940.163 | 5940.163 | 40 | 3564.0978
1.10.1.12.5 | Prepared for internal battery back-up two shelves | 0 |  | 1527.5309 | 0 | 40 | 0
1.10.1.12.6 | BFU, Battery Fuse Unit | 1 |  | 594.8555 | 594.8555 | 40 | 356.9133
1.10.1.12.7 | Battery set, 48V/100 Ah,incl.cable set for RBS 6102 | 0 |  | 5209 | 0 | 40 | 0
1.10.1.12.8 | SAU Support Alarm Unit | 1 |  | 275.4361 | 275.4361 | 40 | 165.2617
1.10.1.12.9 | Service Outlet | 1 |  | 78.1867 | 78.1867 | 40 | 46.912
1.10.1.12.10 | Smoke Detector kit | 1 |  | 823.9017 | 823.9017 | 40 | 494.341
1.10.1.12.11 | External Alarm OVP (8 ports) | 1 |  | 270.6227 | 270.6227 | 40 | 162.3736
1.10.1.12.12 | Door Handle | 0 |  | 119.0755 | 0 | 40 | 0
1.10.1.12.13 | Lifting Eyes | 0 |  | 56.5262 | 0 | 40 | 0
1.10.1.12.14 | Door Lock + key type (Customer Specific) | 1 |  | 212.8868 | 212.8868 | 40 | 127.7321
1.10.1.12.15 | Service Light | 1 |  | 206.8764 | 206.8764 | 40 | 124.1258
1.10.1.12.16 | Adaptor Frame 6102 | 1 |  | 1142.6334 | 1142.6334 | 40 | 685.58
1.10.1.13 | Single Radio Unit RUS 02B3 (1800MHz) 20W HW Activation incl. | 2 |  | 5389.0233 | 10778.0466 | 40 | 6466.828
1.10.1.13.1 | Single Radio Unit RUS 02B3 (1800MHz) 20W HW Activation incl. | 1 |  | 5389.0233 | 5389.0233 | 40 | 3233.414
1.10.1.14 | Single Radio Unit RUS-01B7 (2600MHz) 20W HW Activation incl. | 2 |  | 3300 | 6600 | 40 | 3960
1.10.1.14.1 | Single Radio Unit RUS-01B7 (2600MHz) 20W HW Activation incl. | 1 |  | 3300 | 3300 | 40 | 1980
1.10.2 | Additional 1 Sector 2 1 1 1 1 | 1 |  | 7080.4151 | 7080.4151 | 40 | 4248.2491
1.10.2.1 | RBS 6102_Additional 1 Sector of 3cc@20Wpcc (Addn 1xPDU) | 1 |  | 7080.4151 | 7080.4151 | 40 | 4248.2491
1.10.2.1.1 | PRODUCT PACKAGE/WCDMA Expansions or Upgr (FAP1301603/2) | 1 |  | 7080.4151 | 7080.4151 | 40 | 4248.2491
1.10.2.1.1.1 | Additional PDU (Power Distribution Unit) for additional RU a | 1 |  | 491.9394 | 491.9394 | 40 | 295.1636
1.10.2.1.1.2 | Output Power HWAC 20W->40W (per RU) | 1 |  | 967.9358 | 967.9358 | 40 | 580.7615
1.10.2.1.1.3 | Output Power HWAC 40W->60W (per RU) | 1 |  | 967.9358 | 967.9358 | 40 | 580.7615
1.10.2.1.1.4 | Single WCDMA Radio Unit RUW 01 B1 (2100 MHz) 20W HW Activation incl. | 1 |  | 2064.001 | 2064.001 | 40 | 1238.4006
1.10.2.1.1.5 | WCDMA Cell Carrier HWAC | 3 |  | 862.8677 | 2588.6031 | 40 | 1553.1618
1.10.3 | 3G 3cc 2nd Carrier: Existing 3HScc SW Features 15 | 1 |  | 12677.7415 | 12677.7415 | 85.6 | 1825.5948
1.10.3.1 | 21 Mbps SW features, per 3HScc (TPCM only) | 1 |  | 2292.1177 | 2292.1177 | 85.6 | 330.0649
1.10.3.1.1 | FAJ1211328 R1, Enhanced Layer2, 3HScc | 1 |  | 509.3595 | 509.3595 | 85.6 | 73.3478
1.10.3.1.2 | FAJ1211331 R1, HSDPA 64 QAM, 3HScc | 1 |  | 1782.7582 | 1782.7582 | 85.6 | 256.7172
1.10.3.2 | FAJ1211106 R1, IF/IRAT mobility on HSPA p.3HScc | 1 |  | 303.0689 | 303.0689 | 85.6 | 43.6419
1.10.3.2.1 | FAJ1211106 R1, IF/IRAT mobility on HSPA, 3HScc | 1 |  | 303.0689 | 303.0689 | 85.6 | 43.6419
1.10.3.3 | HSDPA up to 32 users per cell, 3HScc (TPCM only) | 1 |  | 1069.6549 | 1069.6549 | 85.6 | 154.0303
1.10.3.3.1 | FAJ1210398 R1, HSDPA up to 32 users, 3HScc | 1 |  | 1069.6549 | 1069.6549 | 85.6 | 154.0303
1.10.3.4 | Node B SW features, per 3 HScc (TPCM only) | 1 |  | 9012.9 | 9012.9 | 85.6 | 1297.8576
1.10.3.4.1 | Node B SW features, per 3 HScc | 1 |  | 9012.9 | 9012.9 | 85.6 | 1297.8576
1.10.4 | 3G 3cc 2nd Carrier: For HSDPA IFLS 15 | 1 |  | 333.6305 | 333.6305 | 85.6 | 48.0428
1.10.4.1 | FAJ1211467, HSDPA Inter frequency Load Sharing p.3HScc | 1 |  | 333.6305 | 333.6305 | 85.6 | 48.0428
1.10.4.1.1 | FAJ1211467 R1, HSDPA Inter freq load sharing, 3HScc | 1 |  | 333.6305 | 333.6305 | 85.6 | 48.0428
1.10.5 | 3G 3cc 2nd Carrier: EUL 15 | 1 |  | 1324.3346 | 1324.3346 | 85.6 | 190.7042
1.10.5.1 | FAJ1211112 R1 EUL Scheduler support for 6 cell carriers p.Node | 1 |  | 1324.3346 | 1324.3346 | 85.6 | 190.7042
1.10.5.1.1 | FAJ1211112 R1, EUL Scheduler support for 6 cell carriers, Node | 1 |  | 1324.3346 | 1324.3346 | 85.6 | 190.7042
| Sub total for gross | [5 empty] | 85577.616
| Sub total for Net | [5 empty] | 44809.4874
| Sub total for Support | [5 empty] | 0
| Net total with support | [5 empty] | 44809.4874

## Site 5043
Project name: | Singtel FY xxxxxx
Revision: | 01
Date: | 19 June, 2012
Item No | Name | Qty | Product Unit | Unit Gross (SGD) | Total Gross (SGD) | Discount (%) | Total Net (SGD) | 1st Year Support (SGD)
1 | NEW PHASE
1.11 | Site 5043 | 1 |  | 66268.8692 | 66268.8692 | 49.8645 | 33224.2393 | 0
1.11.1 | Additional 1 Sector for LTE 2 2 1 1 | 1 |  | 45344.6869 | 45344.6869 | 40 | 27206.8121
1.11.1.1 | 1xPDU | 2 |  | 491.9394 | 983.8788 | 40 | 590.3273
1.11.1.1.1 | Additional PDU (Power Distribution Unit) for additional RU a | 1 |  | 491.9394 | 491.9394 | 40 | 295.1636
1.11.1.2 | 1xPSU | 4 |  | 313.7654 | 1255.0618 | 40 | 753.0371
1.11.1.2.1 | PSU 230VAC: Power Supply Unit, 230 VAC | 1 |  | 313.7654 | 313.7654 | 40 | 188.2593
1.11.1.3 | 1xRadio Shelf | 1 |  | 666.3441 | 666.3441 | 40 | 399.8064
1.11.1.3.1 | Cabinet Expansion kit from 6 RU to 12 RU (no RU incl.) | 1 |  | 666.3441 | 666.3441 | 40 | 399.8064
1.11.1.4 | Additional 10MHz Bandwidth HWAC | 1 |  | 700.3693 | 700.3693 | 40 | 420.2216
1.11.1.4.1 | Upgrade From 10MHz to 20MHz | 1 |  | 700.3693 | 700.3693 | 40 | 420.2216
1.11.1.5 | Additional Output Power HWAC 20W->40W (per RU) | 4 |  | 967.9358 | 3871.7433 | 40 | 2323.046
1.11.1.5.1 | Output Power HWAC 20W->40W (per RU) | 1 |  | 967.9358 | 967.9358 | 40 | 580.7615
1.11.1.6 | Battery set, 48V/100 Ah (NSB) for BBS 6201 (1 piece) | 1 |  | 1419 | 1419 | 40 | 851.4
1.11.1.6.1 | Battery set, 48V/100 Ah (NSB) | 1 |  | 1419 | 1419 | 40 | 851.4
1.11.1.7 | BBS6201 Expansion to support 2nd RBS6201 | 1 |  | 587.63 | 587.63 | 40 | 352.578
1.11.1.7.1 | RBS 6201 interface | 1 |  | 290.63 | 290.63 | 40 | 174.378
1.11.1.7.2 | RBS DC cable, 20 m (< 2x10m), 50 mm2 | 1 |  | 297 | 297 | 40 | 178.2
1.11.1.8 | DUL with 63Mbps* (Indoor) | 1 |  | 9312.3647 | 9312.3647 | 40 | 5587.4188
1.11.1.8.1 | Indoor DUL with 63 Mbps | 1 |  | 9312.3647 | 9312.3647 | 40 | 5587.4188
1.11.1.9 | Indoor DUL with 63 Mbps to 127 Mbps | 1 |  | 1980.13 | 1980.13 | 40 | 1188.078
1.11.1.9.1 | Indoor DUL with 63 Mbps to 127 Mbps | 1 |  | 1980.13 | 1980.13 | 40 | 1188.078
1.11.1.10 | LTE-FDD Cell Carrier 10MHz Bandwidth HWAC | 2 |  | 1308.5572 | 2617.1145 | 40 | 1570.2687
1.11.1.10.1 | LTE-FDD Cell Carrier 10MHz Bandwidth HWAC | 1 |  | 1308.5572 | 1308.5572 | 40 | 785.1343
1.11.1.11 | RBS6201 Cabinet Only | 1 |  | 4573.0039 | 4573.0039 | 40 | 2743.8024
1.11.1.11.1 | RBS 6201 Cabinet for up to 6 RU, 230 VAC (no RU, no PSU incl.) | 1 |  | 2631.3511 | 2631.3511 | 40 | 1578.8106
1.11.1.11.2 | Additional PDU (Power Distribution Unit) for additional RU a | 1 |  | 491.9394 | 491.9394 | 40 | 295.1636
1.11.1.11.3 | Fastening Screws for concrete (BF or cabinet) | 0 |  | 36.0881 | 0 | 40 | 0
1.11.1.11.4 | PSU 230VAC: Power Supply Unit, 230 VAC | 2 |  | 313.7654 | 627.5309 | 40 | 376.5185
1.11.1.11.5 | BFU, Battery Fuse Unit | 1 |  | 594.8555 | 594.8555 | 40 | 356.9133
1.11.1.11.6 | Base Frame 6201 | 1 |  | 227.3271 | 227.3271 | 40 | 136.3963
1.11.1.12 | Single Radio Unit RUS 02B3 (1800MHz) 20W HW Activation incl. | 2 |  | 5389.0233 | 10778.0466 | 40 | 6466.828
1.11.1.12.1 | Single Radio Unit RUS 02B3 (1800MHz) 20W HW Activation incl. | 1 |  | 5389.0233 | 5389.0233 | 40 | 3233.414
1.11.1.13 | Single Radio Unit RUS-01B7 (2600MHz) 20W HW Activation incl. | 2 |  | 3300 | 6600 | 40 | 3960
1.11.1.13.1 | Single Radio Unit RUS-01B7 (2600MHz) 20W HW Activation incl. | 1 |  | 3300 | 3300 | 40 | 1980
1.11.2 | Additional 1 Sector 2 1 1 1 1 1 | 1 |  | 6588.4757 | 6588.4757 | 40 | 3953.0854
1.11.2.1 | RBS 6201_Additional 1 Sector of 3cc@20Wpcc | 1 |  | 6588.4757 | 6588.4757 | 40 | 3953.0854
1.11.2.1.1 | PRODUCT PACKAGE/WCDMA Expansions or Upgr (FAP1301603/2) | 1 |  | 6588.4757 | 6588.4757 | 40 | 3953.0854
1.11.2.1.1.1 | Output Power HWAC 20W->40W (per RU) | 1 |  | 967.9358 | 967.9358 | 40 | 580.7615
1.11.2.1.1.2 | Output Power HWAC 40W->60W (per RU) | 1 |  | 967.9358 | 967.9358 | 40 | 580.7615
1.11.2.1.1.3 | Single WCDMA Radio Unit RUW 01 B1 (2100 MHz) 20W HW Activation incl. | 1 |  | 2064.001 | 2064.001 | 40 | 1238.4006
1.11.2.1.1.4 | WCDMA Cell Carrier HWAC | 3 |  | 862.8677 | 2588.6031 | 40 | 1553.1618
1.11.3 | 3G 3cc 2nd Carrier: Existing 3HScc SW Features 9 | 1 |  | 12677.7415 | 12677.7415 | 85.6 | 1825.5948
1.11.3.1 | 21 Mbps SW features, per 3HScc (TPCM only) | 1 |  | 2292.1177 | 2292.1177 | 85.6 | 330.0649
1.11.3.1.1 | FAJ1211328 R1, Enhanced Layer2, 3HScc | 1 |  | 509.3595 | 509.3595 | 85.6 | 73.3478
1.11.3.1.2 | FAJ1211331 R1, HSDPA 64 QAM, 3HScc | 1 |  | 1782.7582 | 1782.7582 | 85.6 | 256.7172
1.11.3.2 | FAJ1211106 R1, IF/IRAT mobility on HSPA p.3HScc | 1 |  | 303.0689 | 303.0689 | 85.6 | 43.6419
1.11.3.2.1 | FAJ1211106 R1, IF/IRAT mobility on HSPA, 3HScc | 1 |  | 303.0689 | 303.0689 | 85.6 | 43.6419
1.11.3.3 | HSDPA up to 32 users per cell, 3HScc (TPCM only) | 1 |  | 1069.6549 | 1069.6549 | 85.6 | 154.0303
1.11.3.3.1 | FAJ1210398 R1, HSDPA up to 32 users, 3HScc | 1 |  | 1069.6549 | 1069.6549 | 85.6 | 154.0303
1.11.3.4 | Node B SW features, per 3 HScc (TPCM only) | 1 |  | 9012.9 | 9012.9 | 85.6 | 1297.8576
1.11.3.4.1 | Node B SW features, per 3 HScc | 1 |  | 9012.9 | 9012.9 | 85.6 | 1297.8576
1.11.4 | 3G 3cc 2nd Carrier: For HSDPA IFLS 9 | 1 |  | 333.6305 | 333.6305 | 85.6 | 48.0428
1.11.4.1 | FAJ1211467, HSDPA Inter frequency Load Sharing p.3HScc | 1 |  | 333.6305 | 333.6305 | 85.6 | 48.0428
1.11.4.1.1 | FAJ1211467 R1, HSDPA Inter freq load sharing, 3HScc | 1 |  | 333.6305 | 333.6305 | 85.6 | 48.0428
1.11.5 | 3G 3cc 2nd Carrier: EUL 9 | 1 |  | 1324.3346 | 1324.3346 | 85.6 | 190.7042
1.11.5.1 | FAJ1211112 R1 EUL Scheduler support for 6 cell carriers p.Node | 1 |  | 1324.3346 | 1324.3346 | 85.6 | 190.7042
1.11.5.1.1 | FAJ1211112 R1, EUL Scheduler support for 6 cell carriers, Node | 1 |  | 1324.3346 | 1324.3346 | 85.6 | 190.7042
| Sub total for gross | [5 empty] | 66268.8692
| Sub total for Net | [5 empty] | 33224.2393
| Sub total for Support | [5 empty] | 0
| Net total with support | [5 empty] | 33224.2393

## Site 5045
Project name: | Singtel FY xxxxxx
Revision: | 01
Date: | 19 June, 2012
Item No | Name | Qty | Product Unit | Unit Gross (SGD) | Total Gross (SGD) | Discount (%) | Total Net (SGD) | 1st Year Support (SGD)
1 | NEW PHASE
1.12 | Site 5045 | 1 |  | 66268.8692 | 66268.8692 | 49.8645 | 33224.2393 | 0
1.12.1 | Additional 1 Sector for LTE 2 2 1 1 1 | 1 |  | 45344.6869 | 45344.6869 | 40 | 27206.8121
1.12.1.1 | 1xPDU | 2 |  | 491.9394 | 983.8788 | 40 | 590.3273
1.12.1.1.1 | Additional PDU (Power Distribution Unit) for additional RU a | 1 |  | 491.9394 | 491.9394 | 40 | 295.1636
1.12.1.2 | 1xPSU | 4 |  | 313.7654 | 1255.0618 | 40 | 753.0371
1.12.1.2.1 | PSU 230VAC: Power Supply Unit, 230 VAC | 1 |  | 313.7654 | 313.7654 | 40 | 188.2593
1.12.1.3 | 1xRadio Shelf | 1 |  | 666.3441 | 666.3441 | 40 | 399.8064
1.12.1.3.1 | Cabinet Expansion kit from 6 RU to 12 RU (no RU incl.) | 1 |  | 666.3441 | 666.3441 | 40 | 399.8064
1.12.1.4 | Additional 10MHz Bandwidth HWAC | 1 |  | 700.3693 | 700.3693 | 40 | 420.2216
1.12.1.4.1 | Upgrade From 10MHz to 20MHz | 1 |  | 700.3693 | 700.3693 | 40 | 420.2216
1.12.1.5 | Additional Output Power HWAC 20W->40W (per RU) | 4 |  | 967.9358 | 3871.7433 | 40 | 2323.046
1.12.1.5.1 | Output Power HWAC 20W->40W (per RU) | 1 |  | 967.9358 | 967.9358 | 40 | 580.7615
1.12.1.6 | Battery set, 48V/100 Ah (NSB) for BBS 6201 (1 piece) | 1 |  | 1419 | 1419 | 40 | 851.4
1.12.1.6.1 | Battery set, 48V/100 Ah (NSB) | 1 |  | 1419 | 1419 | 40 | 851.4
1.12.1.7 | BBS6201 Expansion to support 2nd RBS6201 | 1 |  | 587.63 | 587.63 | 40 | 352.578
1.12.1.7.1 | RBS 6201 interface | 1 |  | 290.63 | 290.63 | 40 | 174.378
1.12.1.7.2 | RBS DC cable, 20 m (< 2x10m), 50 mm2 | 1 |  | 297 | 297 | 40 | 178.2
1.12.1.8 | DUL with 63Mbps* (Indoor) | 1 |  | 9312.3647 | 9312.3647 | 40 | 5587.4188
1.12.1.8.1 | Indoor DUL with 63 Mbps | 1 |  | 9312.3647 | 9312.3647 | 40 | 5587.4188
1.12.1.9 | Indoor DUL with 63 Mbps to 127 Mbps | 1 |  | 1980.13 | 1980.13 | 40 | 1188.078
1.12.1.9.1 | Indoor DUL with 63 Mbps to 127 Mbps | 1 |  | 1980.13 | 1980.13 | 40 | 1188.078
1.12.1.10 | LTE-FDD Cell Carrier 10MHz Bandwidth HWAC | 2 |  | 1308.5572 | 2617.1145 | 40 | 1570.2687
1.12.1.10.1 | LTE-FDD Cell Carrier 10MHz Bandwidth HWAC | 1 |  | 1308.5572 | 1308.5572 | 40 | 785.1343
1.12.1.11 | RBS6201 Cabinet Only | 1 |  | 4573.0039 | 4573.0039 | 40 | 2743.8024
1.12.1.11.1 | RBS 6201 Cabinet for up to 6 RU, 230 VAC (no RU, no PSU incl.) | 1 |  | 2631.3511 | 2631.3511 | 40 | 1578.8106
1.12.1.11.2 | Additional PDU (Power Distribution Unit) for additional RU a | 1 |  | 491.9394 | 491.9394 | 40 | 295.1636
1.12.1.11.3 | Fastening Screws for concrete (BF or cabinet) | 0 |  | 36.0881 | 0 | 40 | 0
1.12.1.11.4 | PSU 230VAC: Power Supply Unit, 230 VAC | 2 |  | 313.7654 | 627.5309 | 40 | 376.5185
1.12.1.11.5 | BFU, Battery Fuse Unit | 1 |  | 594.8555 | 594.8555 | 40 | 356.9133
1.12.1.11.6 | Base Frame 6201 | 1 |  | 227.3271 | 227.3271 | 40 | 136.3963
1.12.1.12 | Single Radio Unit RUS 02B3 (1800MHz) 20W HW Activation incl. | 2 |  | 5389.0233 | 10778.0466 | 40 | 6466.828
1.12.1.12.1 | Single Radio Unit RUS 02B3 (1800MHz) 20W HW Activation incl. | 1 |  | 5389.0233 | 5389.0233 | 40 | 3233.414
1.12.1.13 | Single Radio Unit RUS-01B7 (2600MHz) 20W HW Activation incl. | 2 |  | 3300 | 6600 | 40 | 3960
1.12.1.13.1 | Single Radio Unit RUS-01B7 (2600MHz) 20W HW Activation incl. | 1 |  | 3300 | 3300 | 40 | 1980
1.12.2 | Additional 1 Sector 2 1 1 1 1 2 | 1 |  | 6588.4757 | 6588.4757 | 40 | 3953.0854
1.12.2.1 | RBS 6201_Additional 1 Sector of 3cc@20Wpcc | 1 |  | 6588.4757 | 6588.4757 | 40 | 3953.0854
1.12.2.1.1 | PRODUCT PACKAGE/WCDMA Expansions or Upgr (FAP1301603/2) | 1 |  | 6588.4757 | 6588.4757 | 40 | 3953.0854
1.12.2.1.1.1 | Output Power HWAC 20W->40W (per RU) | 1 |  | 967.9358 | 967.9358 | 40 | 580.7615
1.12.2.1.1.2 | Output Power HWAC 40W->60W (per RU) | 1 |  | 967.9358 | 967.9358 | 40 | 580.7615
1.12.2.1.1.3 | Single WCDMA Radio Unit RUW 01 B1 (2100 MHz) 20W HW Activation incl. | 1 |  | 2064.001 | 2064.001 | 40 | 1238.4006
1.12.2.1.1.4 | WCDMA Cell Carrier HWAC | 3 |  | 862.8677 | 2588.6031 | 40 | 1553.1618
1.12.3 | 3G 3cc 2nd Carrier: Existing 3HScc SW Features 10 | 1 |  | 12677.7415 | 12677.7415 | 85.6 | 1825.5948
1.12.3.1 | 21 Mbps SW features, per 3HScc (TPCM only) | 1 |  | 2292.1177 | 2292.1177 | 85.6 | 330.0649
1.12.3.1.1 | FAJ1211328 R1, Enhanced Layer2, 3HScc | 1 |  | 509.3595 | 509.3595 | 85.6 | 73.3478
1.12.3.1.2 | FAJ1211331 R1, HSDPA 64 QAM, 3HScc | 1 |  | 1782.7582 | 1782.7582 | 85.6 | 256.7172
1.12.3.2 | FAJ1211106 R1, IF/IRAT mobility on HSPA p.3HScc | 1 |  | 303.0689 | 303.0689 | 85.6 | 43.6419
1.12.3.2.1 | FAJ1211106 R1, IF/IRAT mobility on HSPA, 3HScc | 1 |  | 303.0689 | 303.0689 | 85.6 | 43.6419
1.12.3.3 | HSDPA up to 32 users per cell, 3HScc (TPCM only) | 1 |  | 1069.6549 | 1069.6549 | 85.6 | 154.0303
1.12.3.3.1 | FAJ1210398 R1, HSDPA up to 32 users, 3HScc | 1 |  | 1069.6549 | 1069.6549 | 85.6 | 154.0303
1.12.3.4 | Node B SW features, per 3 HScc (TPCM only) | 1 |  | 9012.9 | 9012.9 | 85.6 | 1297.8576
1.12.3.4.1 | Node B SW features, per 3 HScc | 1 |  | 9012.9 | 9012.9 | 85.6 | 1297.8576
1.12.4 | 3G 3cc 2nd Carrier: For HSDPA IFLS 10 | 1 |  | 333.6305 | 333.6305 | 85.6 | 48.0428
1.12.4.1 | FAJ1211467, HSDPA Inter frequency Load Sharing p.3HScc | 1 |  | 333.6305 | 333.6305 | 85.6 | 48.0428
1.12.4.1.1 | FAJ1211467 R1, HSDPA Inter freq load sharing, 3HScc | 1 |  | 333.6305 | 333.6305 | 85.6 | 48.0428
1.12.5 | 3G 3cc 2nd Carrier: EUL 10 | 1 |  | 1324.3346 | 1324.3346 | 85.6 | 190.7042
1.12.5.1 | FAJ1211112 R1 EUL Scheduler support for 6 cell carriers p.Node | 1 |  | 1324.3346 | 1324.3346 | 85.6 | 190.7042
1.12.5.1.1 | FAJ1211112 R1, EUL Scheduler support for 6 cell carriers, Node | 1 |  | 1324.3346 | 1324.3346 | 85.6 | 190.7042
| Sub total for gross | [5 empty] | 66268.8692
| Sub total for Net | [5 empty] | 33224.2393
| Sub total for Support | [5 empty] | 0
| Net total with support | [5 empty] | 33224.2393

## Site 5039
Project name: | Singtel FY xxxxxx
Revision: | 01
Date: | 19 June, 2012
Item No | Name | Qty | Product Unit | Unit Gross (SGD) | Total Gross (SGD) | Discount (%) | Total Net (SGD) | 1st Year Support (SGD)
1 | NEW PHASE
1.13 | Site 5039 | 1 |  | 64944.5346 | 64944.5346 | 49.6166 | 32721.2622 | 0
1.13.1 | Additional 1 Sector for LTE 2 2 1 1 1 1 | 1 |  | 45344.6869 | 45344.6869 | 40 | 27206.8121
1.13.1.1 | 1xPDU | 2 |  | 491.9394 | 983.8788 | 40 | 590.3273
1.13.1.1.1 | Additional PDU (Power Distribution Unit) for additional RU a | 1 |  | 491.9394 | 491.9394 | 40 | 295.1636
1.13.1.2 | 1xPSU | 4 |  | 313.7654 | 1255.0618 | 40 | 753.0371
1.13.1.2.1 | PSU 230VAC: Power Supply Unit, 230 VAC | 1 |  | 313.7654 | 313.7654 | 40 | 188.2593
1.13.1.3 | 1xRadio Shelf | 1 |  | 666.3441 | 666.3441 | 40 | 399.8064
1.13.1.3.1 | Cabinet Expansion kit from 6 RU to 12 RU (no RU incl.) | 1 |  | 666.3441 | 666.3441 | 40 | 399.8064
1.13.1.4 | Additional 10MHz Bandwidth HWAC | 1 |  | 700.3693 | 700.3693 | 40 | 420.2216
1.13.1.4.1 | Upgrade From 10MHz to 20MHz | 1 |  | 700.3693 | 700.3693 | 40 | 420.2216
1.13.1.5 | Additional Output Power HWAC 20W->40W (per RU) | 4 |  | 967.9358 | 3871.7433 | 40 | 2323.046
1.13.1.5.1 | Output Power HWAC 20W->40W (per RU) | 1 |  | 967.9358 | 967.9358 | 40 | 580.7615
1.13.1.6 | Battery set, 48V/100 Ah (NSB) for BBS 6201 (1 piece) | 1 |  | 1419 | 1419 | 40 | 851.4
1.13.1.6.1 | Battery set, 48V/100 Ah (NSB) | 1 |  | 1419 | 1419 | 40 | 851.4
1.13.1.7 | BBS6201 Expansion to support 2nd RBS6201 | 1 |  | 587.63 | 587.63 | 40 | 352.578
1.13.1.7.1 | RBS 6201 interface | 1 |  | 290.63 | 290.63 | 40 | 174.378
1.13.1.7.2 | RBS DC cable, 20 m (< 2x10m), 50 mm2 | 1 |  | 297 | 297 | 40 | 178.2
1.13.1.8 | DUL with 63Mbps* (Indoor) | 1 |  | 9312.3647 | 9312.3647 | 40 | 5587.4188
1.13.1.8.1 | Indoor DUL with 63 Mbps | 1 |  | 9312.3647 | 9312.3647 | 40 | 5587.4188
1.13.1.9 | Indoor DUL with 63 Mbps to 127 Mbps | 1 |  | 1980.13 | 1980.13 | 40 | 1188.078
1.13.1.9.1 | Indoor DUL with 63 Mbps to 127 Mbps | 1 |  | 1980.13 | 1980.13 | 40 | 1188.078
1.13.1.10 | LTE-FDD Cell Carrier 10MHz Bandwidth HWAC | 2 |  | 1308.5572 | 2617.1145 | 40 | 1570.2687
1.13.1.10.1 | LTE-FDD Cell Carrier 10MHz Bandwidth HWAC | 1 |  | 1308.5572 | 1308.5572 | 40 | 785.1343
1.13.1.11 | RBS6201 Cabinet Only | 1 |  | 4573.0039 | 4573.0039 | 40 | 2743.8024
1.13.1.11.1 | RBS 6201 Cabinet for up to 6 RU, 230 VAC (no RU, no PSU incl.) | 1 |  | 2631.3511 | 2631.3511 | 40 | 1578.8106
1.13.1.11.2 | Additional PDU (Power Distribution Unit) for additional RU a | 1 |  | 491.9394 | 491.9394 | 40 | 295.1636
1.13.1.11.3 | Fastening Screws for concrete (BF or cabinet) | 0 |  | 36.0881 | 0 | 40 | 0
1.13.1.11.4 | PSU 230VAC: Power Supply Unit, 230 VAC | 2 |  | 313.7654 | 627.5309 | 40 | 376.5185
1.13.1.11.5 | BFU, Battery Fuse Unit | 1 |  | 594.8555 | 594.8555 | 40 | 356.9133
1.13.1.11.6 | Base Frame 6201 | 1 |  | 227.3271 | 227.3271 | 40 | 136.3963
1.13.1.12 | Single Radio Unit RUS 02B3 (1800MHz) 20W HW Activation incl. | 2 |  | 5389.0233 | 10778.0466 | 40 | 6466.828
1.13.1.12.1 | Single Radio Unit RUS 02B3 (1800MHz) 20W HW Activation incl. | 1 |  | 5389.0233 | 5389.0233 | 40 | 3233.414
1.13.1.13 | Single Radio Unit RUS-01B7 (2600MHz) 20W HW Activation incl. | 2 |  | 3300 | 6600 | 40 | 3960
1.13.1.13.1 | Single Radio Unit RUS-01B7 (2600MHz) 20W HW Activation incl. | 1 |  | 3300 | 3300 | 40 | 1980
1.13.2 | Additional 1 Sector 2 1 1 1 1 2 1 | 1 |  | 6588.4757 | 6588.4757 | 40 | 3953.0854
1.13.2.1 | RBS 6201_Additional 1 Sector of 3cc@20Wpcc | 1 |  | 6588.4757 | 6588.4757 | 40 | 3953.0854
1.13.2.1.1 | PRODUCT PACKAGE/WCDMA Expansions or Upgr (FAP1301603/2) | 1 |  | 6588.4757 | 6588.4757 | 40 | 3953.0854
1.13.2.1.1.1 | Output Power HWAC 20W->40W (per RU) | 1 |  | 967.9358 | 967.9358 | 40 | 580.7615
1.13.2.1.1.2 | Output Power HWAC 40W->60W (per RU) | 1 |  | 967.9358 | 967.9358 | 40 | 580.7615
1.13.2.1.1.3 | Single WCDMA Radio Unit RUW 01 B1 (2100 MHz) 20W HW Activation incl. | 1 |  | 2064.001 | 2064.001 | 40 | 1238.4006
1.13.2.1.1.4 | WCDMA Cell Carrier HWAC | 3 |  | 862.8677 | 2588.6031 | 40 | 1553.1618
1.13.3 | 3G 3cc 3rd Carrier: HS on 3rd Carrier 2 | 1 |  | 13011.3719 | 13011.3719 | 88 | 1561.3646
1.13.3.1 | 21 Mbps SW features, per 3HScc (TPCM only) | 1 |  | 2292.1177 | 2292.1177 | 88 | 275.0541
1.13.3.1.1 | FAJ1211328 R1, Enhanced Layer2, 3HScc | 1 |  | 509.3595 | 509.3595 | 88 | 61.1231
1.13.3.1.2 | FAJ1211331 R1, HSDPA 64 QAM, 3HScc | 1 |  | 1782.7582 | 1782.7582 | 88 | 213.931
1.13.3.2 | FAJ1211106 R1, IF/IRAT mobility on HSPA p.3HScc | 1 |  | 303.0689 | 303.0689 | 88 | 36.3683
1.13.3.2.1 | FAJ1211106 R1, IF/IRAT mobility on HSPA, 3HScc | 1 |  | 303.0689 | 303.0689 | 88 | 36.3683
1.13.3.3 | FAJ1211467, HSDPA Inter frequency Load Sharing p.3HScc | 1 |  | 333.6305 | 333.6305 | 88 | 40.0357
1.13.3.3.1 | FAJ1211467 R1, HSDPA Inter freq load sharing, 3HScc | 1 |  | 333.6305 | 333.6305 | 88 | 40.0357
1.13.3.4 | HSDPA up to 32 users per cell, 3HScc (TPCM only) | 1 |  | 1069.6549 | 1069.6549 | 88 | 128.3586
1.13.3.4.1 | FAJ1210398 R1, HSDPA up to 32 users, 3HScc | 1 |  | 1069.6549 | 1069.6549 | 88 | 128.3586
1.13.3.5 | Node B SW features, per 3 HScc (TPCM only) | 1 |  | 9012.9 | 9012.9 | 88 | 1081.548
1.13.3.5.1 | Node B SW features, per 3 HScc | 1 |  | 9012.9 | 9012.9 | 88 | 1081.548
| Sub total for gross | [5 empty] | 64944.5346
| Sub total for Net | [5 empty] | 32721.2622
| Sub total for Support | [5 empty] | 0
| Net total with support | [5 empty] | 32721.2622

## Site 5038
Project name: | Singtel FY xxxxxx
Revision: | 01
Date: | 19 June, 2012
Item No | Name | Qty | Product Unit | Unit Gross (SGD) | Total Gross (SGD) | Discount (%) | Total Net (SGD) | 1st Year Support (SGD)
1 | NEW PHASE
1.14 | Site 5038 | 1 |  | 65436.474 | 65436.474 | 49.5443 | 33016.4259 | 0
1.14.1 | Additional 1 Sector for LTE 2 2 1 1 1 1 1 | 1 |  | 45344.6869 | 45344.6869 | 40 | 27206.8121
1.14.1.1 | 1xPDU | 2 |  | 491.9394 | 983.8788 | 40 | 590.3273
1.14.1.1.1 | Additional PDU (Power Distribution Unit) for additional RU a | 1 |  | 491.9394 | 491.9394 | 40 | 295.1636
1.14.1.2 | 1xPSU | 4 |  | 313.7654 | 1255.0618 | 40 | 753.0371
1.14.1.2.1 | PSU 230VAC: Power Supply Unit, 230 VAC | 1 |  | 313.7654 | 313.7654 | 40 | 188.2593
1.14.1.3 | 1xRadio Shelf | 1 |  | 666.3441 | 666.3441 | 40 | 399.8064
1.14.1.3.1 | Cabinet Expansion kit from 6 RU to 12 RU (no RU incl.) | 1 |  | 666.3441 | 666.3441 | 40 | 399.8064
1.14.1.4 | Additional 10MHz Bandwidth HWAC | 1 |  | 700.3693 | 700.3693 | 40 | 420.2216
1.14.1.4.1 | Upgrade From 10MHz to 20MHz | 1 |  | 700.3693 | 700.3693 | 40 | 420.2216
1.14.1.5 | Additional Output Power HWAC 20W->40W (per RU) | 4 |  | 967.9358 | 3871.7433 | 40 | 2323.046
1.14.1.5.1 | Output Power HWAC 20W->40W (per RU) | 1 |  | 967.9358 | 967.9358 | 40 | 580.7615
1.14.1.6 | Battery set, 48V/100 Ah (NSB) for BBS 6201 (1 piece) | 1 |  | 1419 | 1419 | 40 | 851.4
1.14.1.6.1 | Battery set, 48V/100 Ah (NSB) | 1 |  | 1419 | 1419 | 40 | 851.4
1.14.1.7 | BBS6201 Expansion to support 2nd RBS6201 | 1 |  | 587.63 | 587.63 | 40 | 352.578
1.14.1.7.1 | RBS 6201 interface | 1 |  | 290.63 | 290.63 | 40 | 174.378
1.14.1.7.2 | RBS DC cable, 20 m (< 2x10m), 50 mm2 | 1 |  | 297 | 297 | 40 | 178.2
1.14.1.8 | DUL with 63Mbps* (Indoor) | 1 |  | 9312.3647 | 9312.3647 | 40 | 5587.4188
1.14.1.8.1 | Indoor DUL with 63 Mbps | 1 |  | 9312.3647 | 9312.3647 | 40 | 5587.4188
1.14.1.9 | Indoor DUL with 63 Mbps to 127 Mbps | 1 |  | 1980.13 | 1980.13 | 40 | 1188.078
1.14.1.9.1 | Indoor DUL with 63 Mbps to 127 Mbps | 1 |  | 1980.13 | 1980.13 | 40 | 1188.078
1.14.1.10 | LTE-FDD Cell Carrier 10MHz Bandwidth HWAC | 2 |  | 1308.5572 | 2617.1145 | 40 | 1570.2687
1.14.1.10.1 | LTE-FDD Cell Carrier 10MHz Bandwidth HWAC | 1 |  | 1308.5572 | 1308.5572 | 40 | 785.1343
1.14.1.11 | RBS6201 Cabinet Only | 1 |  | 4573.0039 | 4573.0039 | 40 | 2743.8024
1.14.1.11.1 | RBS 6201 Cabinet for up to 6 RU, 230 VAC (no RU, no PSU incl.) | 1 |  | 2631.3511 | 2631.3511 | 40 | 1578.8106
1.14.1.11.2 | Additional PDU (Power Distribution Unit) for additional RU a | 1 |  | 491.9394 | 491.9394 | 40 | 295.1636
1.14.1.11.3 | Fastening Screws for concrete (BF or cabinet) | 0 |  | 36.0881 | 0 | 40 | 0
1.14.1.11.4 | PSU 230VAC: Power Supply Unit, 230 VAC | 2 |  | 313.7654 | 627.5309 | 40 | 376.5185
1.14.1.11.5 | BFU, Battery Fuse Unit | 1 |  | 594.8555 | 594.8555 | 40 | 356.9133
1.14.1.11.6 | Base Frame 6201 | 1 |  | 227.3271 | 227.3271 | 40 | 136.3963
1.14.1.12 | Single Radio Unit RUS 02B3 (1800MHz) 20W HW Activation incl. | 2 |  | 5389.0233 | 10778.0466 | 40 | 6466.828
1.14.1.12.1 | Single Radio Unit RUS 02B3 (1800MHz) 20W HW Activation incl. | 1 |  | 5389.0233 | 5389.0233 | 40 | 3233.414
1.14.1.13 | Single Radio Unit RUS-01B7 (2600MHz) 20W HW Activation incl. | 2 |  | 3300 | 6600 | 40 | 3960
1.14.1.13.1 | Single Radio Unit RUS-01B7 (2600MHz) 20W HW Activation incl. | 1 |  | 3300 | 3300 | 40 | 1980
1.14.2 | Additional 1 Sector 2 1 1 1 1 2 1 1 | 1 |  | 7080.4151 | 7080.4151 | 40 | 4248.2491
1.14.2.1 | RBS 6201_Additional 1 Sector of 3cc@20Wpcc (Addn 1xPDU) | 1 |  | 7080.4151 | 7080.4151 | 40 | 4248.2491
1.14.2.1.1 | PRODUCT PACKAGE/WCDMA Expansions or Upgr (FAP1301603/2) | 1 |  | 7080.4151 | 7080.4151 | 40 | 4248.2491
1.14.2.1.1.1 | Additional PDU (Power Distribution Unit) for additional RU a | 1 |  | 491.9394 | 491.9394 | 40 | 295.1636
1.14.2.1.1.2 | Output Power HWAC 20W->40W (per RU) | 1 |  | 967.9358 | 967.9358 | 40 | 580.7615
1.14.2.1.1.3 | Output Power HWAC 40W->60W (per RU) | 1 |  | 967.9358 | 967.9358 | 40 | 580.7615
1.14.2.1.1.4 | Single WCDMA Radio Unit RUW 01 B1 (2100 MHz) 20W HW Activation incl. | 1 |  | 2064.001 | 2064.001 | 40 | 1238.4006
1.14.2.1.1.5 | WCDMA Cell Carrier HWAC | 3 |  | 862.8677 | 2588.6031 | 40 | 1553.1618
1.14.3 | 3G 3cc 3rd Carrier: HS on 3rd Carrier 1 | 1 |  | 13011.3719 | 13011.3719 | 88 | 1561.3646
1.14.3.1 | 21 Mbps SW features, per 3HScc (TPCM only) | 1 |  | 2292.1177 | 2292.1177 | 88 | 275.0541
1.14.3.1.1 | FAJ1211328 R1, Enhanced Layer2, 3HScc | 1 |  | 509.3595 | 509.3595 | 88 | 61.1231
1.14.3.1.2 | FAJ1211331 R1, HSDPA 64 QAM, 3HScc | 1 |  | 1782.7582 | 1782.7582 | 88 | 213.931
1.14.3.2 | FAJ1211106 R1, IF/IRAT mobility on HSPA p.3HScc | 1 |  | 303.0689 | 303.0689 | 88 | 36.3683
1.14.3.2.1 | FAJ1211106 R1, IF/IRAT mobility on HSPA, 3HScc | 1 |  | 303.0689 | 303.0689 | 88 | 36.3683
1.14.3.3 | FAJ1211467, HSDPA Inter frequency Load Sharing p.3HScc | 1 |  | 333.6305 | 333.6305 | 88 | 40.0357
1.14.3.3.1 | FAJ1211467 R1, HSDPA Inter freq load sharing, 3HScc | 1 |  | 333.6305 | 333.6305 | 88 | 40.0357
1.14.3.4 | HSDPA up to 32 users per cell, 3HScc (TPCM only) | 1 |  | 1069.6549 | 1069.6549 | 88 | 128.3586
1.14.3.4.1 | FAJ1210398 R1, HSDPA up to 32 users, 3HScc | 1 |  | 1069.6549 | 1069.6549 | 88 | 128.3586
1.14.3.5 | Node B SW features, per 3 HScc (TPCM only) | 1 |  | 9012.9 | 9012.9 | 88 | 1081.548
1.14.3.5.1 | Node B SW features, per 3 HScc | 1 |  | 9012.9 | 9012.9 | 88 | 1081.548
| Sub total for gross | [5 empty] | 65436.474
| Sub total for Net | [5 empty] | 33016.4259
| Sub total for Support | [5 empty] | 0
| Net total with support | [5 empty] | 33016.4259

## Site 5190
Project name: | Singtel FY xxxxxx
Revision: | 01
Date: | 19 June, 2012
Item No | Name | Qty | Product Unit | Unit Gross (SGD) | Total Gross (SGD) | Discount (%) | Total Net (SGD) | 1st Year Support (SGD)
1 | NEW PHASE
1.15 | Site 5190 | 1 |  | 60685.7616 | 60685.7616 | 50.772 | 29874.3748 | 0
1.15.1 | Additional 1 Sector For LTE 3 | 1 |  | 37485.7581 | 37485.7581 | 40 | 22491.4549
1.15.1.1 | 2F LC-LC SM RRUS02, RRUS11 5M | 2 |  | 37.44 | 74.88 | 40 | 44.928
1.15.1.1.1 | 2F LC-LC SM RRUS02, RRUS11 5M | 1 |  | 37.44 | 37.44 | 40 | 22.464
1.15.1.2 | Additional 10MHz Bandwidth HWAC | 1 |  | 700.3693 | 700.3693 | 40 | 420.2216
1.15.1.2.1 | Upgrade From 10MHz to 20MHz | 1 |  | 700.3693 | 700.3693 | 40 | 420.2216
1.15.1.3 | Additional Output Power HWAC 20W->40W (per RU) | 2 |  | 967.9358 | 1935.8716 | 40 | 1161.523
1.15.1.3.1 | Output Power HWAC 20W->40W (per RU) | 1 |  | 967.9358 | 967.9358 | 40 | 580.7615
1.15.1.4 | Additional Output Power HWAC 40W->60W (per RU) | 1 |  | 967.9358 | 967.9358 | 40 | 580.7615
1.15.1.4.1 | Output Power HWAC 40W->60W (per RU) | 1 |  | 967.9358 | 967.9358 | 40 | 580.7615
1.15.1.5 | Dual-TX RRUS-11B7 (2600MHz) -48VDC, 10W+10W HW Activation incl. | 1 |  | 9428.244 | 9428.244 | 40 | 5656.9464
1.15.1.5.1 | Dual-TX RRUS-11B7 (2600MHz) -48VDC, 10W+10W HW Activation incl. | 1 |  | 9428.244 | 9428.244 | 40 | 5656.9464
1.15.1.6 | Dual-TX RRUS-12B3 (1800MHz) -48VDC, 10W+10W HW Activation incl. | 1 |  | 10160.4482 | 10160.4482 | 40 | 6096.2689
1.15.1.6.1 | Dual-TX RRUS-12B3 (1800MHz) -48VDC, 10W+10W HW Activation incl. | 1 |  | 10160.4482 | 10160.4482 | 40 | 6096.2689
1.15.1.7 | DUL with 63Mbps* (Indoor) | 1 |  | 9312.3647 | 9312.3647 | 40 | 5587.4188
1.15.1.7.1 | Indoor DUL with 63 Mbps | 1 |  | 9312.3647 | 9312.3647 | 40 | 5587.4188
1.15.1.8 | Indoor DUL with 63 Mbps to 127 Mbps | 1 |  | 1980.13 | 1980.13 | 40 | 1188.078
1.15.1.8.1 | Indoor DUL with 63 Mbps to 127 Mbps | 1 |  | 1980.13 | 1980.13 | 40 | 1188.078
1.15.1.9 | LTE-FDD Cell Carrier 10MHz Bandwidth HWAC | 2 |  | 1308.5572 | 2617.1145 | 40 | 1570.2687
1.15.1.9.1 | LTE-FDD Cell Carrier 10MHz Bandwidth HWAC | 1 |  | 1308.5572 | 1308.5572 | 40 | 785.1343
1.15.1.10 | OPTICAL TRANSCEIVER/TRX SM CPRI 614.4-24 | 4 |  | 28.6 | 114.4 | 40 | 68.64
1.15.1.10.1 | OPTICAL TRANSCEIVER/TRX SM CPRI 614.4-24 | 1 |  | 28.6 | 28.6 | 40 | 17.16
1.15.1.11 | POLE MOUNTING FIXTURE CEU | 2 |  | 27.17 | 54.34 | 40 | 32.604
1.15.1.11.1 | POLE MOUNTING FIXTURE CEU | 1 |  | 27.17 | 27.17 | 40 | 16.302
1.15.1.12 | SSC02 (Addn 1x32A) | 2 |  | 69.83 | 139.66 | 40 | 83.796
1.15.1.12.1 | PRODUCT PACKAGE/Power system; (SSC-02) (FAP1301878) | 1 |  | 69.83 | 69.83 | 40 | 41.898
1.15.1.12.1.1 | Distribution CB 2-32A | 1 |  | 15.02 | 15.02 | 40 | 9.012
1.15.1.12.1.2 | RRU SPD protection Kit | 1 |  | 54.81 | 54.81 | 40 | 32.886
1.15.2 | Additional 1 Sector 3 | 1 |  | 8864.2969 | 8864.2969 | 40 | 5318.5781
1.15.2.1 | RBS 6601_Additional 1 Sector of 3cc@20Wpcc | 1 |  | 8864.2969 | 8864.2969 | 40 | 5318.5781
1.15.2.1.1 | PRODUCT PACKAGE/WCDMA Expansions or Upgr (FAP1301603/2) | 1 |  | 8719.9796 | 8719.9796 | 40 | 5231.9878
1.15.2.1.1.1 | Output Power HWAC 20W->40W (per RU) | 1 |  | 967.9358 | 967.9358 | 40 | 580.7615
1.15.2.1.1.2 | Output Power HWAC 40W->60W (per RU) | 1 |  | 967.9358 | 967.9358 | 40 | 580.7615
1.15.2.1.1.3 | WCDMA Cell Carrier HWAC | 3 |  | 862.8677 | 2588.6031 | 40 | 1553.1618
1.15.2.1.1.4 | WCDMA Remote Radio Unit RRUW 01B1 (2100 MHz) -48VDC , 20W HW Activation incl. | 1 |  | 4195.5049 | 4195.5049 | 40 | 2517.3029
1.15.2.1.2 | PRODUCT PACKAGE/Main Remote Site Product (FAP1301839) | 1 |  | 144.3173 | 144.3173 | 40 | 86.5904
1.15.2.1.2.1 | CONNECTION CABLE/2F LCD-LCD SM | 1 |  | 32.7773 | 32.7773 | 40 | 19.6664
1.15.2.1.2.2 | OPTICAL TRANSCEIVER/TRX SM CPRI 614.4-24 | 2 |  | 28.6 | 57.2 | 40 | 34.32
1.15.2.1.2.3 | POLE MOUNTING FIXTURE CEU | 2 |  | 27.17 | 54.34 | 40 | 32.604
1.15.3 | 3G 3cc 2nd Carrier: Existing 3HScc SW Features 3 | 1 |  | 12677.7415 | 12677.7415 | 85.6 | 1825.5948
1.15.3.1 | 21 Mbps SW features, per 3HScc (TPCM only) | 1 |  | 2292.1177 | 2292.1177 | 85.6 | 330.0649
1.15.3.1.1 | FAJ1211328 R1, Enhanced Layer2, 3HScc | 1 |  | 509.3595 | 509.3595 | 85.6 | 73.3478
1.15.3.1.2 | FAJ1211331 R1, HSDPA 64 QAM, 3HScc | 1 |  | 1782.7582 | 1782.7582 | 85.6 | 256.7172
1.15.3.2 | FAJ1211106 R1, IF/IRAT mobility on HSPA p.3HScc | 1 |  | 303.0689 | 303.0689 | 85.6 | 43.6419
1.15.3.2.1 | FAJ1211106 R1, IF/IRAT mobility on HSPA, 3HScc | 1 |  | 303.0689 | 303.0689 | 85.6 | 43.6419
1.15.3.3 | HSDPA up to 32 users per cell, 3HScc (TPCM only) | 1 |  | 1069.6549 | 1069.6549 | 85.6 | 154.0303
1.15.3.3.1 | FAJ1210398 R1, HSDPA up to 32 users, 3HScc | 1 |  | 1069.6549 | 1069.6549 | 85.6 | 154.0303
1.15.3.4 | Node B SW features, per 3 HScc (TPCM only) | 1 |  | 9012.9 | 9012.9 | 85.6 | 1297.8576
1.15.3.4.1 | Node B SW features, per 3 HScc | 1 |  | 9012.9 | 9012.9 | 85.6 | 1297.8576
1.15.4 | 3G 3cc 2nd Carrier: For HSDPA IFLS 3 | 1 |  | 333.6305 | 333.6305 | 85.6 | 48.0428
1.15.4.1 | FAJ1211467, HSDPA Inter frequency Load Sharing p.3HScc | 1 |  | 333.6305 | 333.6305 | 85.6 | 48.0428
1.15.4.1.1 | FAJ1211467 R1, HSDPA Inter freq load sharing, 3HScc | 1 |  | 333.6305 | 333.6305 | 85.6 | 48.0428
1.15.5 | 3G 3cc 2nd Carrier: EUL 3 | 1 |  | 1324.3346 | 1324.3346 | 85.6 | 190.7042
1.15.5.1 | FAJ1211112 R1 EUL Scheduler support for 6 cell carriers p.Node | 1 |  | 1324.3346 | 1324.3346 | 85.6 | 190.7042
1.15.5.1.1 | FAJ1211112 R1, EUL Scheduler support for 6 cell carriers, Node | 1 |  | 1324.3346 | 1324.3346 | 85.6 | 190.7042
| Sub total for gross | [5 empty] | 60685.7616
| Sub total for Net | [5 empty] | 29874.3748
| Sub total for Support | [5 empty] | 0
| Net total with support | [5 empty] | 29874.3748

## Site 5083
Project name: | Singtel FY xxxxxx
Revision: | 01
Date: | 19 June, 2012
Item No | Name | Qty | Product Unit | Unit Gross (SGD) | Total Gross (SGD) | Discount (%) | Total Net (SGD) | 1st Year Support (SGD)
1 | NEW PHASE
1.16 | Site 5083 | 1 |  | 63975.7514 | 63975.7514 | 49.7622 | 32139.9923 | 0
1.16.1 | Additional 1 Sector For LTE 3 1 | 1 |  | 42100.0825 | 42100.0825 | 40 | 25260.0495
1.16.1.1 | 2F LC-LC SM RRUS02, RRUS11 5M | 2 |  | 37.44 | 74.88 | 40 | 44.928
1.16.1.1.1 | 2F LC-LC SM RRUS02, RRUS11 5M | 1 |  | 37.44 | 37.44 | 40 | 22.464
1.16.1.2 | Additional 10MHz Bandwidth HWAC | 1 |  | 700.3693 | 700.3693 | 40 | 420.2216
1.16.1.2.1 | Upgrade From 10MHz to 20MHz | 1 |  | 700.3693 | 700.3693 | 40 | 420.2216
1.16.1.3 | Additional Output Power HWAC 20W->40W (per RU) | 2 |  | 967.9358 | 1935.8716 | 40 | 1161.523
1.16.1.3.1 | Output Power HWAC 20W->40W (per RU) | 1 |  | 967.9358 | 967.9358 | 40 | 580.7615
1.16.1.4 | Additional Output Power HWAC 40W->60W (per RU) | 1 |  | 967.9358 | 967.9358 | 40 | 580.7615
1.16.1.4.1 | Output Power HWAC 40W->60W (per RU) | 1 |  | 967.9358 | 967.9358 | 40 | 580.7615
1.16.1.5 | Alarm Cable, Spooled Cable, 10m | 1 |  | 20.06 | 20.06 | 40 | 12.036
1.16.1.5.1 | Alarm Cable, Spooled Cable, 10m | 1 |  | 20.06 | 20.06 | 40 | 12.036
1.16.1.6 | Double-mount kit to attach one BU to one MU | 1 |  | 40.11 | 40.11 | 40 | 24.066
1.16.1.6.1 | Double-mount kit to attach one BU to one MU | 1 |  | 40.11 | 40.11 | 40 | 24.066
1.16.1.7 | Dual-TX RRUS-11B7 (2600MHz) -48VDC, 10W+10W HW Activation incl. | 1 |  | 9428.244 | 9428.244 | 40 | 5656.9464
1.16.1.7.1 | Dual-TX RRUS-11B7 (2600MHz) -48VDC, 10W+10W HW Activation incl. | 1 |  | 9428.244 | 9428.244 | 40 | 5656.9464
1.16.1.8 | Dual-TX RRUS-12B3 (1800MHz) -48VDC, 10W+10W HW Activation incl. | 1 |  | 10160.4482 | 10160.4482 | 40 | 6096.2689
1.16.1.8.1 | Dual-TX RRUS-12B3 (1800MHz) -48VDC, 10W+10W HW Activation incl. | 1 |  | 10160.4482 | 10160.4482 | 40 | 6096.2689
1.16.1.9 | DUL with 63Mbps* (Indoor) | 1 |  | 9312.3647 | 9312.3647 | 40 | 5587.4188
1.16.1.9.1 | Indoor DUL with 63 Mbps | 1 |  | 9312.3647 | 9312.3647 | 40 | 5587.4188
1.16.1.10 | Indoor DUL with 63 Mbps to 127 Mbps | 1 |  | 1980.13 | 1980.13 | 40 | 1188.078
1.16.1.10.1 | Indoor DUL with 63 Mbps to 127 Mbps | 1 |  | 1980.13 | 1980.13 | 40 | 1188.078
1.16.1.11 | LTE-FDD Cell Carrier 10MHz Bandwidth HWAC | 2 |  | 1308.5572 | 2617.1145 | 40 | 1570.2687
1.16.1.11.1 | LTE-FDD Cell Carrier 10MHz Bandwidth HWAC | 1 |  | 1308.5572 | 1308.5572 | 40 | 785.1343
1.16.1.12 | NSB Battery, 48V/13Ah For PBC-02 | 2 |  | 452 | 904 | 40 | 542.4
1.16.1.12.1 | Battery 48V / 12 Ah | 1 |  | 452 | 452 | 40 | 271.2
1.16.1.13 | OPTICAL TRANSCEIVER/TRX SM CPRI 614.4-24 | 4 |  | 28.6 | 114.4 | 40 | 68.64
1.16.1.13.1 | OPTICAL TRANSCEIVER/TRX SM CPRI 614.4-24 | 1 |  | 28.6 | 28.6 | 40 | 17.16
1.16.1.14 | PBC-02 BU2 prepared for 2 x 12 Ah battery | 1 |  | 1107.3 | 1107.3 | 40 | 664.38
1.16.1.14.1 | PBC-02 BU2 prepared for 2 x 12 Ah battery | 1 |  | 1107.3 | 1107.3 | 40 | 664.38
1.16.1.15 | PBC-02 MU2 ( 1200 W) incl. sunshield | 1 |  | 2358.3344 | 2358.3344 | 40 | 1415.0006
1.16.1.15.1 | PBC-02 MU2 ( 1200 W) incl. sunshield | 1 |  | 2358.3344 | 2358.3344 | 40 | 1415.0006
1.16.1.16 | POLE MOUNTING FIXTURE CEU | 2 |  | 27.17 | 54.34 | 40 | 32.604
1.16.1.16.1 | POLE MOUNTING FIXTURE CEU | 1 |  | 27.17 | 27.17 | 40 | 16.302
1.16.1.17 | Pole Mounting Kits, PBC-02 | 1 |  | 184.52 | 184.52 | 40 | 110.712
1.16.1.17.1 | Pole Mounting Kits, PBC-02 | 1 |  | 184.52 | 184.52 | 40 | 110.712
1.16.1.18 | SSC02 (Addn 1x32A) | 2 |  | 69.83 | 139.66 | 40 | 83.796
1.16.1.18.1 | PRODUCT PACKAGE/Power system; (SSC-02) (FAP1301878) | 1 |  | 69.83 | 69.83 | 40 | 41.898
1.16.1.18.1.1 | Distribution CB 2-32A | 1 |  | 15.02 | 15.02 | 40 | 9.012
1.16.1.18.1.2 | RRU SPD protection Kit | 1 |  | 54.81 | 54.81 | 40 | 32.886
1.16.2 | Additional 1 Sector 3 1 | 1 |  | 8864.2969 | 8864.2969 | 40 | 5318.5781
1.16.2.1 | RBS 6601_Additional 1 Sector of 3cc@20Wpcc | 1 |  | 8864.2969 | 8864.2969 | 40 | 5318.5781
1.16.2.1.1 | PRODUCT PACKAGE/WCDMA Expansions or Upgr (FAP1301603/2) | 1 |  | 8719.9796 | 8719.9796 | 40 | 5231.9878
1.16.2.1.1.1 | Output Power HWAC 20W->40W (per RU) | 1 |  | 967.9358 | 967.9358 | 40 | 580.7615
1.16.2.1.1.2 | Output Power HWAC 40W->60W (per RU) | 1 |  | 967.9358 | 967.9358 | 40 | 580.7615
1.16.2.1.1.3 | WCDMA Cell Carrier HWAC | 3 |  | 862.8677 | 2588.6031 | 40 | 1553.1618
1.16.2.1.1.4 | WCDMA Remote Radio Unit RRUW 01B1 (2100 MHz) -48VDC , 20W HW Activation incl. | 1 |  | 4195.5049 | 4195.5049 | 40 | 2517.3029
1.16.2.1.2 | PRODUCT PACKAGE/Main Remote Site Product (FAP1301839) | 1 |  | 144.3173 | 144.3173 | 40 | 86.5904
1.16.2.1.2.1 | CONNECTION CABLE/2F LCD-LCD SM | 1 |  | 32.7773 | 32.7773 | 40 | 19.6664
1.16.2.1.2.2 | OPTICAL TRANSCEIVER/TRX SM CPRI 614.4-24 | 2 |  | 28.6 | 57.2 | 40 | 34.32
1.16.2.1.2.3 | POLE MOUNTING FIXTURE CEU | 2 |  | 27.17 | 54.34 | 40 | 32.604
1.16.3 | 3G 3cc 3rd Carrier: HS on 3rd Carrier 1 1 | 1 |  | 13011.3719 | 13011.3719 | 88 | 1561.3646
1.16.3.1 | 21 Mbps SW features, per 3HScc (TPCM only) | 1 |  | 2292.1177 | 2292.1177 | 88 | 275.0541
1.16.3.1.1 | FAJ1211328 R1, Enhanced Layer2, 3HScc | 1 |  | 509.3595 | 509.3595 | 88 | 61.1231
1.16.3.1.2 | FAJ1211331 R1, HSDPA 64 QAM, 3HScc | 1 |  | 1782.7582 | 1782.7582 | 88 | 213.931
1.16.3.2 | FAJ1211106 R1, IF/IRAT mobility on HSPA p.3HScc | 1 |  | 303.0689 | 303.0689 | 88 | 36.3683
1.16.3.2.1 | FAJ1211106 R1, IF/IRAT mobility on HSPA, 3HScc | 1 |  | 303.0689 | 303.0689 | 88 | 36.3683
1.16.3.3 | FAJ1211467, HSDPA Inter frequency Load Sharing p.3HScc | 1 |  | 333.6305 | 333.6305 | 88 | 40.0357
1.16.3.3.1 | FAJ1211467 R1, HSDPA Inter freq load sharing, 3HScc | 1 |  | 333.6305 | 333.6305 | 88 | 40.0357
1.16.3.4 | HSDPA up to 32 users per cell, 3HScc (TPCM only) | 1 |  | 1069.6549 | 1069.6549 | 88 | 128.3586
1.16.3.4.1 | FAJ1210398 R1, HSDPA up to 32 users, 3HScc | 1 |  | 1069.6549 | 1069.6549 | 88 | 128.3586
1.16.3.5 | Node B SW features, per 3 HScc (TPCM only) | 1 |  | 9012.9 | 9012.9 | 88 | 1081.548
1.16.3.5.1 | Node B SW features, per 3 HScc | 1 |  | 9012.9 | 9012.9 | 88 | 1081.548
| Sub total for gross | [5 empty] | 63975.7514
| Sub total for Net | [5 empty] | 32139.9923
| Sub total for Support | [5 empty] | 0
| Net total with support | [5 empty] | 32139.9923

## Site 5130
Project name: | Singtel FY xxxxxx
Revision: | 01
Date: | 19 June, 2012
Item No | Name | Qty | Product Unit | Unit Gross (SGD) | Total Gross (SGD) | Discount (%) | Total Net (SGD) | 1st Year Support (SGD)
1 | NEW PHASE
1.17 | Site 5130 | 1 |  | 76108.6039 | 76108.6039 | 48.5892 | 39128.0801 | 0
1.17.1 | Additional 1 Sector For LTE 3 1 1 | 1 |  | 52908.6004 | 52908.6004 | 40 | 31745.1602
1.17.1.1 | 1xPDU | 1 |  | 491.9394 | 491.9394 | 40 | 295.1636
1.17.1.1.1 | Additional PDU (Power Distribution Unit) for additional RU a | 1 |  | 491.9394 | 491.9394 | 40 | 295.1636
1.17.1.2 | 1xPSU | 2 |  | 313.7654 | 627.5309 | 40 | 376.5185
1.17.1.2.1 | PSU 230VAC: Power Supply Unit, 230 VAC | 1 |  | 313.7654 | 313.7654 | 40 | 188.2593
1.17.1.3 | 2F LC-LC SM RRUS02, RRUS11 5M | 2 |  | 37.44 | 74.88 | 40 | 44.928
1.17.1.3.1 | 2F LC-LC SM RRUS02, RRUS11 5M | 1 |  | 37.44 | 37.44 | 40 | 22.464
1.17.1.4 | Additional 10MHz Bandwidth HWAC | 1 |  | 700.3693 | 700.3693 | 40 | 420.2216
1.17.1.4.1 | Upgrade From 10MHz to 20MHz | 1 |  | 700.3693 | 700.3693 | 40 | 420.2216
1.17.1.5 | Additional Output Power HWAC 20W->40W (per RU) | 2 |  | 967.9358 | 1935.8716 | 40 | 1161.523
1.17.1.5.1 | Output Power HWAC 20W->40W (per RU) | 1 |  | 967.9358 | 967.9358 | 40 | 580.7615
1.17.1.6 | Additional Output Power HWAC 40W->60W (per RU) | 1 |  | 967.9358 | 967.9358 | 40 | 580.7615
1.17.1.6.1 | Output Power HWAC 40W->60W (per RU) | 1 |  | 967.9358 | 967.9358 | 40 | 580.7615
1.17.1.7 | BBS6301 (No Batteries) | 1 |  | 3086.24 | 3086.24 | 40 | 1851.744
1.17.1.7.1 | BBS 6301 cab. w active cooling | 1 |  | 2879 | 2879 | 40 | 1727.4
1.17.1.7.2 | Temperature sensor cable, 4.5 m | 1 |  | 53.48 | 53.48 | 40 | 32.088
1.17.1.7.3 | Alarm cable, 15 m | 1 |  | 25.4 | 25.4 | 40 | 15.24
1.17.1.7.4 | Customer Specific Door Lock/Key | 1 |  | 128.36 | 128.36 | 40 | 77.016
1.17.1.8 | Dual-TX RRUS-11B7 (2600MHz) -48VDC, 10W+10W HW Activation incl. | 1 |  | 9428.244 | 9428.244 | 40 | 5656.9464
1.17.1.8.1 | Dual-TX RRUS-11B7 (2600MHz) -48VDC, 10W+10W HW Activation incl. | 1 |  | 9428.244 | 9428.244 | 40 | 5656.9464
1.17.1.9 | Dual-TX RRUS-12B3 (1800MHz) -48VDC, 10W+10W HW Activation incl. | 1 |  | 10160.4482 | 10160.4482 | 40 | 6096.2689
1.17.1.9.1 | Dual-TX RRUS-12B3 (1800MHz) -48VDC, 10W+10W HW Activation incl. | 1 |  | 10160.4482 | 10160.4482 | 40 | 6096.2689
1.17.1.10 | DUL with 63Mbps* (Indoor) | 1 |  | 9312.3647 | 9312.3647 | 40 | 5587.4188
1.17.1.10.1 | Indoor DUL with 63 Mbps | 1 |  | 9312.3647 | 9312.3647 | 40 | 5587.4188
1.17.1.11 | Indoor DUL with 63 Mbps to 127 Mbps | 1 |  | 1980.13 | 1980.13 | 40 | 1188.078
1.17.1.11.1 | Indoor DUL with 63 Mbps to 127 Mbps | 1 |  | 1980.13 | 1980.13 | 40 | 1188.078
1.17.1.12 | LTE-FDD Cell Carrier 10MHz Bandwidth HWAC | 2 |  | 1308.5572 | 2617.1145 | 40 | 1570.2687
1.17.1.12.1 | LTE-FDD Cell Carrier 10MHz Bandwidth HWAC | 1 |  | 1308.5572 | 1308.5572 | 40 | 785.1343
1.17.1.13 | NSB Std Battery Set, 48V/100Ah For BBS6301 (1 Set) | 1 |  | 1500 | 1500 | 40 | 900
1.17.1.13.1 | Battery Set, 48V/100 Ah (NSB Std) | 1 |  | 1500 | 1500 | 40 | 900
1.17.1.14 | OPTICAL TRANSCEIVER/TRX SM CPRI 614.4-24 | 4 |  | 28.6 | 114.4 | 40 | 68.64
1.17.1.14.1 | OPTICAL TRANSCEIVER/TRX SM CPRI 614.4-24 | 1 |  | 28.6 | 28.6 | 40 | 17.16
1.17.1.15 | POLE MOUNTING FIXTURE CEU | 2 |  | 27.17 | 54.34 | 40 | 32.604
1.17.1.15.1 | POLE MOUNTING FIXTURE CEU | 1 |  | 27.17 | 27.17 | 40 | 16.302
1.17.1.16 | RBS6301 Cabinet | 1 |  | 9294.132 | 9294.132 | 40 | 5576.4792
1.17.1.16.1 | RBS 6301 Main Unit, 230 VAC (no Digital Unit, no RRU, no PSU) prep.for 2 DU | 1 |  | 5177.22 | 5177.22 | 40 | 3106.332
1.17.1.16.2 | Prepared for external battery back-up BBS 6301 | 1 |  | 2577.83 | 2577.83 | 40 | 1546.698
1.17.1.16.3 | Service Outlet RBS 6301 | 1 |  | 243 | 243 | 40 | 145.8
1.17.1.16.4 | Door Lock + key type (Customer Specific) | 1 |  | 212.8868 | 212.8868 | 40 | 127.7321
1.17.1.16.5 | Service Light | 1 |  | 206.8764 | 206.8764 | 40 | 124.1258
1.17.1.16.6 | PRODUCT PACKAGE/Main Remote Site Product (FAP1301839) | 1 |  | 330.26 | 330.26 | 40 | 198.156
1.17.1.16.6.1 | Pole mount side, RBS/BBS 6301 | 1 |  | 330.26 | 330.26 | 40 | 198.156
1.17.1.16.7 | SAU Support Alarm Unit | 1 |  | 275.4361 | 275.4361 | 40 | 165.2617
1.17.1.16.8 | External Alarm OVP (8 ports) | 1 |  | 270.6227 | 270.6227 | 40 | 162.3736
1.17.1.17 | Surge Protection Device, SPD kit -48 V DC out | 2 |  | 281.33 | 562.66 | 40 | 337.596
1.17.1.17.1 | Surge Protection Device, SPD kit -48 V DC out | 1 |  | 281.33 | 281.33 | 40 | 168.798
1.17.2 | Additional 1 Sector 3 1 1 | 1 |  | 8864.2969 | 8864.2969 | 40 | 5318.5781
1.17.2.1 | RBS 6601_Additional 1 Sector of 3cc@20Wpcc | 1 |  | 8864.2969 | 8864.2969 | 40 | 5318.5781
1.17.2.1.1 | PRODUCT PACKAGE/WCDMA Expansions or Upgr (FAP1301603/2) | 1 |  | 8719.9796 | 8719.9796 | 40 | 5231.9878
1.17.2.1.1.1 | Output Power HWAC 20W->40W (per RU) | 1 |  | 967.9358 | 967.9358 | 40 | 580.7615
1.17.2.1.1.2 | Output Power HWAC 40W->60W (per RU) | 1 |  | 967.9358 | 967.9358 | 40 | 580.7615
1.17.2.1.1.3 | WCDMA Cell Carrier HWAC | 3 |  | 862.8677 | 2588.6031 | 40 | 1553.1618
1.17.2.1.1.4 | WCDMA Remote Radio Unit RRUW 01B1 (2100 MHz) -48VDC , 20W HW Activation incl. | 1 |  | 4195.5049 | 4195.5049 | 40 | 2517.3029
1.17.2.1.2 | PRODUCT PACKAGE/Main Remote Site Product (FAP1301839) | 1 |  | 144.3173 | 144.3173 | 40 | 86.5904
1.17.2.1.2.1 | CONNECTION CABLE/2F LCD-LCD SM | 1 |  | 32.7773 | 32.7773 | 40 | 19.6664
1.17.2.1.2.2 | OPTICAL TRANSCEIVER/TRX SM CPRI 614.4-24 | 2 |  | 28.6 | 57.2 | 40 | 34.32
1.17.2.1.2.3 | POLE MOUNTING FIXTURE CEU | 2 |  | 27.17 | 54.34 | 40 | 32.604
1.17.3 | 3G 3cc 2nd Carrier: Existing 3HScc SW Features 12 | 1 |  | 12677.7415 | 12677.7415 | 85.6 | 1825.5948
1.17.3.1 | 21 Mbps SW features, per 3HScc (TPCM only) | 1 |  | 2292.1177 | 2292.1177 | 85.6 | 330.0649
1.17.3.1.1 | FAJ1211328 R1, Enhanced Layer2, 3HScc | 1 |  | 509.3595 | 509.3595 | 85.6 | 73.3478
1.17.3.1.2 | FAJ1211331 R1, HSDPA 64 QAM, 3HScc | 1 |  | 1782.7582 | 1782.7582 | 85.6 | 256.7172
1.17.3.2 | FAJ1211106 R1, IF/IRAT mobility on HSPA p.3HScc | 1 |  | 303.0689 | 303.0689 | 85.6 | 43.6419
1.17.3.2.1 | FAJ1211106 R1, IF/IRAT mobility on HSPA, 3HScc | 1 |  | 303.0689 | 303.0689 | 85.6 | 43.6419
1.17.3.3 | HSDPA up to 32 users per cell, 3HScc (TPCM only) | 1 |  | 1069.6549 | 1069.6549 | 85.6 | 154.0303
1.17.3.3.1 | FAJ1210398 R1, HSDPA up to 32 users, 3HScc | 1 |  | 1069.6549 | 1069.6549 | 85.6 | 154.0303
1.17.3.4 | Node B SW features, per 3 HScc (TPCM only) | 1 |  | 9012.9 | 9012.9 | 85.6 | 1297.8576
1.17.3.4.1 | Node B SW features, per 3 HScc | 1 |  | 9012.9 | 9012.9 | 85.6 | 1297.8576
1.17.4 | 3G 3cc 2nd Carrier: For HSDPA IFLS 12 | 1 |  | 333.6305 | 333.6305 | 85.6 | 48.0428
1.17.4.1 | FAJ1211467, HSDPA Inter frequency Load Sharing p.3HScc | 1 |  | 333.6305 | 333.6305 | 85.6 | 48.0428
1.17.4.1.1 | FAJ1211467 R1, HSDPA Inter freq load sharing, 3HScc | 1 |  | 333.6305 | 333.6305 | 85.6 | 48.0428
1.17.5 | 3G 3cc 2nd Carrier: EUL 12 | 1 |  | 1324.3346 | 1324.3346 | 85.6 | 190.7042
1.17.5.1 | FAJ1211112 R1 EUL Scheduler support for 6 cell carriers p.Node | 1 |  | 1324.3346 | 1324.3346 | 85.6 | 190.7042
1.17.5.1.1 | FAJ1211112 R1, EUL Scheduler support for 6 cell carriers, Node | 1 |  | 1324.3346 | 1324.3346 | 85.6 | 190.7042
| Sub total for gross | [5 empty] | 76108.6039
| Sub total for Net | [5 empty] | 39128.0801
| Sub total for Support | [5 empty] | 0
| Net total with support | [5 empty] | 39128.0801

## Site 5328
Project name: | Singtel FY xxxxxx
Revision: | 01
Date: | 19 June, 2012
Item No | Name | Qty | Product Unit | Unit Gross (SGD) | Total Gross (SGD) | Discount (%) | Total Net (SGD) | 1st Year Support (SGD)
1 | NEW PHASE
1.18 | Site 5328 | 1 |  | 74128.4739 | 74128.4739 | 48.8186 | 37940.0021 | 0
1.18.1 | Additional 1 Sector For LTE 3 1 1 1 | 1 |  | 50928.4704 | 50928.4704 | 40 | 30557.0822
1.18.1.1 | 1xPDU | 1 |  | 491.9394 | 491.9394 | 40 | 295.1636
1.18.1.1.1 | Additional PDU (Power Distribution Unit) for additional RU a | 1 |  | 491.9394 | 491.9394 | 40 | 295.1636
1.18.1.2 | 1xPSU | 2 |  | 313.7654 | 627.5309 | 40 | 376.5185
1.18.1.2.1 | PSU 230VAC: Power Supply Unit, 230 VAC | 1 |  | 313.7654 | 313.7654 | 40 | 188.2593
1.18.1.3 | 2F LC-LC SM RRUS02, RRUS11 5M | 2 |  | 37.44 | 74.88 | 40 | 44.928
1.18.1.3.1 | 2F LC-LC SM RRUS02, RRUS11 5M | 1 |  | 37.44 | 37.44 | 40 | 22.464
1.18.1.4 | Additional 10MHz Bandwidth HWAC | 1 |  | 700.3693 | 700.3693 | 40 | 420.2216
1.18.1.4.1 | Upgrade From 10MHz to 20MHz | 1 |  | 700.3693 | 700.3693 | 40 | 420.2216
1.18.1.5 | Additional Output Power HWAC 20W->40W (per RU) | 2 |  | 967.9358 | 1935.8716 | 40 | 1161.523
1.18.1.5.1 | Output Power HWAC 20W->40W (per RU) | 1 |  | 967.9358 | 967.9358 | 40 | 580.7615
1.18.1.6 | Additional Output Power HWAC 40W->60W (per RU) | 1 |  | 967.9358 | 967.9358 | 40 | 580.7615
1.18.1.6.1 | Output Power HWAC 40W->60W (per RU) | 1 |  | 967.9358 | 967.9358 | 40 | 580.7615
1.18.1.7 | BBS6301 (No Batteries) | 1 |  | 3086.24 | 3086.24 | 40 | 1851.744
1.18.1.7.1 | BBS 6301 cab. w active cooling | 1 |  | 2879 | 2879 | 40 | 1727.4
1.18.1.7.2 | Temperature sensor cable, 4.5 m | 1 |  | 53.48 | 53.48 | 40 | 32.088
1.18.1.7.3 | Alarm cable, 15 m | 1 |  | 25.4 | 25.4 | 40 | 15.24
1.18.1.7.4 | Customer Specific Door Lock/Key | 1 |  | 128.36 | 128.36 | 40 | 77.016
1.18.1.8 | Dual-TX RRUS-11B7 (2600MHz) -48VDC, 10W+10W HW Activation incl. | 1 |  | 9428.244 | 9428.244 | 40 | 5656.9464
1.18.1.8.1 | Dual-TX RRUS-11B7 (2600MHz) -48VDC, 10W+10W HW Activation incl. | 1 |  | 9428.244 | 9428.244 | 40 | 5656.9464
1.18.1.9 | Dual-TX RRUS-12B3 (1800MHz) -48VDC, 10W+10W HW Activation incl. | 1 |  | 10160.4482 | 10160.4482 | 40 | 6096.2689
1.18.1.9.1 | Dual-TX RRUS-12B3 (1800MHz) -48VDC, 10W+10W HW Activation incl. | 1 |  | 10160.4482 | 10160.4482 | 40 | 6096.2689
1.18.1.10 | DUL with 63Mbps* (Indoor) | 1 |  | 9312.3647 | 9312.3647 | 40 | 5587.4188
1.18.1.10.1 | Indoor DUL with 63 Mbps | 1 |  | 9312.3647 | 9312.3647 | 40 | 5587.4188
1.18.1.11 | LTE-FDD Cell Carrier 10MHz Bandwidth HWAC | 2 |  | 1308.5572 | 2617.1145 | 40 | 1570.2687
1.18.1.11.1 | LTE-FDD Cell Carrier 10MHz Bandwidth HWAC | 1 |  | 1308.5572 | 1308.5572 | 40 | 785.1343
1.18.1.12 | NSB Std Battery Set, 48V/100Ah For BBS6301 (1 Set) | 1 |  | 1500 | 1500 | 40 | 900
1.18.1.12.1 | Battery Set, 48V/100 Ah (NSB Std) | 1 |  | 1500 | 1500 | 40 | 900
1.18.1.13 | OPTICAL TRANSCEIVER/TRX SM CPRI 614.4-24 | 4 |  | 28.6 | 114.4 | 40 | 68.64
1.18.1.13.1 | OPTICAL TRANSCEIVER/TRX SM CPRI 614.4-24 | 1 |  | 28.6 | 28.6 | 40 | 17.16
1.18.1.14 | POLE MOUNTING FIXTURE CEU | 2 |  | 27.17 | 54.34 | 40 | 32.604
1.18.1.14.1 | POLE MOUNTING FIXTURE CEU | 1 |  | 27.17 | 27.17 | 40 | 16.302
1.18.1.15 | RBS6301 Cabinet | 1 |  | 9294.132 | 9294.132 | 40 | 5576.4792
1.18.1.15.1 | RBS 6301 Main Unit, 230 VAC (no Digital Unit, no RRU, no PSU) prep.for 2 DU | 1 |  | 5177.22 | 5177.22 | 40 | 3106.332
1.18.1.15.2 | Prepared for external battery back-up BBS 6301 | 1 |  | 2577.83 | 2577.83 | 40 | 1546.698
1.18.1.15.3 | Service Outlet RBS 6301 | 1 |  | 243 | 243 | 40 | 145.8
1.18.1.15.4 | Door Lock + key type (Customer Specific) | 1 |  | 212.8868 | 212.8868 | 40 | 127.7321
1.18.1.15.5 | Service Light | 1 |  | 206.8764 | 206.8764 | 40 | 124.1258
1.18.1.15.6 | PRODUCT PACKAGE/Main Remote Site Product (FAP1301839) | 1 |  | 330.26 | 330.26 | 40 | 198.156
1.18.1.15.6.1 | Pole mount side, RBS/BBS 6301 | 1 |  | 330.26 | 330.26 | 40 | 198.156
1.18.1.15.7 | SAU Support Alarm Unit | 1 |  | 275.4361 | 275.4361 | 40 | 165.2617
1.18.1.15.8 | External Alarm OVP (8 ports) | 1 |  | 270.6227 | 270.6227 | 40 | 162.3736
1.18.1.16 | Surge Protection Device, SPD kit -48 V DC out | 2 |  | 281.33 | 562.66 | 40 | 337.596
1.18.1.16.1 | Surge Protection Device, SPD kit -48 V DC out | 1 |  | 281.33 | 281.33 | 40 | 168.798
1.18.2 | Additional 1 Sector 3 1 2 | 1 |  | 8864.2969 | 8864.2969 | 40 | 5318.5781
1.18.2.1 | RBS 6601_Additional 1 Sector of 3cc@20Wpcc | 1 |  | 8864.2969 | 8864.2969 | 40 | 5318.5781
1.18.2.1.1 | PRODUCT PACKAGE/WCDMA Expansions or Upgr (FAP1301603/2) | 1 |  | 8719.9796 | 8719.9796 | 40 | 5231.9878
1.18.2.1.1.1 | Output Power HWAC 20W->40W (per RU) | 1 |  | 967.9358 | 967.9358 | 40 | 580.7615
1.18.2.1.1.2 | Output Power HWAC 40W->60W (per RU) | 1 |  | 967.9358 | 967.9358 | 40 | 580.7615
1.18.2.1.1.3 | WCDMA Cell Carrier HWAC | 3 |  | 862.8677 | 2588.6031 | 40 | 1553.1618
1.18.2.1.1.4 | WCDMA Remote Radio Unit RRUW 01B1 (2100 MHz) -48VDC , 20W HW Activation incl. | 1 |  | 4195.5049 | 4195.5049 | 40 | 2517.3029
1.18.2.1.2 | PRODUCT PACKAGE/Main Remote Site Product (FAP1301839) | 1 |  | 144.3173 | 144.3173 | 40 | 86.5904
1.18.2.1.2.1 | CONNECTION CABLE/2F LCD-LCD SM | 1 |  | 32.7773 | 32.7773 | 40 | 19.6664
1.18.2.1.2.2 | OPTICAL TRANSCEIVER/TRX SM CPRI 614.4-24 | 2 |  | 28.6 | 57.2 | 40 | 34.32
1.18.2.1.2.3 | POLE MOUNTING FIXTURE CEU | 2 |  | 27.17 | 54.34 | 40 | 32.604
1.18.3 | 3G 3cc 2nd Carrier: Existing 3HScc SW Features 8 | 1 |  | 12677.7415 | 12677.7415 | 85.6 | 1825.5948
1.18.3.1 | 21 Mbps SW features, per 3HScc (TPCM only) | 1 |  | 2292.1177 | 2292.1177 | 85.6 | 330.0649
1.18.3.1.1 | FAJ1211328 R1, Enhanced Layer2, 3HScc | 1 |  | 509.3595 | 509.3595 | 85.6 | 73.3478
1.18.3.1.2 | FAJ1211331 R1, HSDPA 64 QAM, 3HScc | 1 |  | 1782.7582 | 1782.7582 | 85.6 | 256.7172
1.18.3.2 | FAJ1211106 R1, IF/IRAT mobility on HSPA p.3HScc | 1 |  | 303.0689 | 303.0689 | 85.6 | 43.6419
1.18.3.2.1 | FAJ1211106 R1, IF/IRAT mobility on HSPA, 3HScc | 1 |  | 303.0689 | 303.0689 | 85.6 | 43.6419
1.18.3.3 | HSDPA up to 32 users per cell, 3HScc (TPCM only) | 1 |  | 1069.6549 | 1069.6549 | 85.6 | 154.0303
1.18.3.3.1 | FAJ1210398 R1, HSDPA up to 32 users, 3HScc | 1 |  | 1069.6549 | 1069.6549 | 85.6 | 154.0303
1.18.3.4 | Node B SW features, per 3 HScc (TPCM only) | 1 |  | 9012.9 | 9012.9 | 85.6 | 1297.8576
1.18.3.4.1 | Node B SW features, per 3 HScc | 1 |  | 9012.9 | 9012.9 | 85.6 | 1297.8576
1.18.4 | 3G 3cc 2nd Carrier: For HSDPA IFLS 8 | 1 |  | 333.6305 | 333.6305 | 85.6 | 48.0428
1.18.4.1 | FAJ1211467, HSDPA Inter frequency Load Sharing p.3HScc | 1 |  | 333.6305 | 333.6305 | 85.6 | 48.0428
1.18.4.1.1 | FAJ1211467 R1, HSDPA Inter freq load sharing, 3HScc | 1 |  | 333.6305 | 333.6305 | 85.6 | 48.0428
1.18.5 | 3G 3cc 2nd Carrier: EUL 8 | 1 |  | 1324.3346 | 1324.3346 | 85.6 | 190.7042
1.18.5.1 | FAJ1211112 R1 EUL Scheduler support for 6 cell carriers p.Node | 1 |  | 1324.3346 | 1324.3346 | 85.6 | 190.7042
1.18.5.1.1 | FAJ1211112 R1, EUL Scheduler support for 6 cell carriers, Node | 1 |  | 1324.3346 | 1324.3346 | 85.6 | 190.7042
| Sub total for gross | [5 empty] | 74128.4739
| Sub total for Net | [5 empty] | 37940.0021
| Sub total for Support | [5 empty] | 0
| Net total with support | [5 empty] | 37940.0021

## Site 5329
Project name: | Singtel FY xxxxxx
Revision: | 01
Date: | 19 June, 2012
Item No | Name | Qty | Product Unit | Unit Gross (SGD) | Total Gross (SGD) | Discount (%) | Total Net (SGD) | 1st Year Support (SGD)
1 | NEW PHASE
1.19 | Site 5329 | 1 |  | 74128.4739 | 74128.4739 | 48.8186 | 37940.0021 | 0
1.19.1 | Additional 1 Sector For LTE 3 1 1 1 1 | 1 |  | 50928.4704 | 50928.4704 | 40 | 30557.0822
1.19.1.1 | 1xPDU | 1 |  | 491.9394 | 491.9394 | 40 | 295.1636
1.19.1.1.1 | Additional PDU (Power Distribution Unit) for additional RU a | 1 |  | 491.9394 | 491.9394 | 40 | 295.1636
1.19.1.2 | 1xPSU | 2 |  | 313.7654 | 627.5309 | 40 | 376.5185
1.19.1.2.1 | PSU 230VAC: Power Supply Unit, 230 VAC | 1 |  | 313.7654 | 313.7654 | 40 | 188.2593
1.19.1.3 | 2F LC-LC SM RRUS02, RRUS11 5M | 2 |  | 37.44 | 74.88 | 40 | 44.928
1.19.1.3.1 | 2F LC-LC SM RRUS02, RRUS11 5M | 1 |  | 37.44 | 37.44 | 40 | 22.464
1.19.1.4 | Additional 10MHz Bandwidth HWAC | 1 |  | 700.3693 | 700.3693 | 40 | 420.2216
1.19.1.4.1 | Upgrade From 10MHz to 20MHz | 1 |  | 700.3693 | 700.3693 | 40 | 420.2216
1.19.1.5 | Additional Output Power HWAC 20W->40W (per RU) | 2 |  | 967.9358 | 1935.8716 | 40 | 1161.523
1.19.1.5.1 | Output Power HWAC 20W->40W (per RU) | 1 |  | 967.9358 | 967.9358 | 40 | 580.7615
1.19.1.6 | Additional Output Power HWAC 40W->60W (per RU) | 1 |  | 967.9358 | 967.9358 | 40 | 580.7615
1.19.1.6.1 | Output Power HWAC 40W->60W (per RU) | 1 |  | 967.9358 | 967.9358 | 40 | 580.7615
1.19.1.7 | BBS6301 (No Batteries) | 1 |  | 3086.24 | 3086.24 | 40 | 1851.744
1.19.1.7.1 | BBS 6301 cab. w active cooling | 1 |  | 2879 | 2879 | 40 | 1727.4
1.19.1.7.2 | Temperature sensor cable, 4.5 m | 1 |  | 53.48 | 53.48 | 40 | 32.088
1.19.1.7.3 | Alarm cable, 15 m | 1 |  | 25.4 | 25.4 | 40 | 15.24
1.19.1.7.4 | Customer Specific Door Lock/Key | 1 |  | 128.36 | 128.36 | 40 | 77.016
1.19.1.8 | Dual-TX RRUS-11B7 (2600MHz) -48VDC, 10W+10W HW Activation incl. | 1 |  | 9428.244 | 9428.244 | 40 | 5656.9464
1.19.1.8.1 | Dual-TX RRUS-11B7 (2600MHz) -48VDC, 10W+10W HW Activation incl. | 1 |  | 9428.244 | 9428.244 | 40 | 5656.9464
1.19.1.9 | Dual-TX RRUS-12B3 (1800MHz) -48VDC, 10W+10W HW Activation incl. | 1 |  | 10160.4482 | 10160.4482 | 40 | 6096.2689
1.19.1.9.1 | Dual-TX RRUS-12B3 (1800MHz) -48VDC, 10W+10W HW Activation incl. | 1 |  | 10160.4482 | 10160.4482 | 40 | 6096.2689
1.19.1.10 | DUL with 63Mbps* (Indoor) | 1 |  | 9312.3647 | 9312.3647 | 40 | 5587.4188
1.19.1.10.1 | Indoor DUL with 63 Mbps | 1 |  | 9312.3647 | 9312.3647 | 40 | 5587.4188
1.19.1.11 | LTE-FDD Cell Carrier 10MHz Bandwidth HWAC | 2 |  | 1308.5572 | 2617.1145 | 40 | 1570.2687
1.19.1.11.1 | LTE-FDD Cell Carrier 10MHz Bandwidth HWAC | 1 |  | 1308.5572 | 1308.5572 | 40 | 785.1343
1.19.1.12 | NSB Std Battery Set, 48V/100Ah For BBS6301 (1 Set) | 1 |  | 1500 | 1500 | 40 | 900
1.19.1.12.1 | Battery Set, 48V/100 Ah (NSB Std) | 1 |  | 1500 | 1500 | 40 | 900
1.19.1.13 | OPTICAL TRANSCEIVER/TRX SM CPRI 614.4-24 | 4 |  | 28.6 | 114.4 | 40 | 68.64
1.19.1.13.1 | OPTICAL TRANSCEIVER/TRX SM CPRI 614.4-24 | 1 |  | 28.6 | 28.6 | 40 | 17.16
1.19.1.14 | POLE MOUNTING FIXTURE CEU | 2 |  | 27.17 | 54.34 | 40 | 32.604
1.19.1.14.1 | POLE MOUNTING FIXTURE CEU | 1 |  | 27.17 | 27.17 | 40 | 16.302
1.19.1.15 | RBS6301 Cabinet | 1 |  | 9294.132 | 9294.132 | 40 | 5576.4792
1.19.1.15.1 | RBS 6301 Main Unit, 230 VAC (no Digital Unit, no RRU, no PSU) prep.for 2 DU | 1 |  | 5177.22 | 5177.22 | 40 | 3106.332
1.19.1.15.2 | Prepared for external battery back-up BBS 6301 | 1 |  | 2577.83 | 2577.83 | 40 | 1546.698
1.19.1.15.3 | Service Outlet RBS 6301 | 1 |  | 243 | 243 | 40 | 145.8
1.19.1.15.4 | Door Lock + key type (Customer Specific) | 1 |  | 212.8868 | 212.8868 | 40 | 127.7321
1.19.1.15.5 | Service Light | 1 |  | 206.8764 | 206.8764 | 40 | 124.1258
1.19.1.15.6 | PRODUCT PACKAGE/Main Remote Site Product (FAP1301839) | 1 |  | 330.26 | 330.26 | 40 | 198.156
1.19.1.15.6.1 | Pole mount side, RBS/BBS 6301 | 1 |  | 330.26 | 330.26 | 40 | 198.156
1.19.1.15.7 | SAU Support Alarm Unit | 1 |  | 275.4361 | 275.4361 | 40 | 165.2617
1.19.1.15.8 | External Alarm OVP (8 ports) | 1 |  | 270.6227 | 270.6227 | 40 | 162.3736
1.19.1.16 | Surge Protection Device, SPD kit -48 V DC out | 2 |  | 281.33 | 562.66 | 40 | 337.596
1.19.1.16.1 | Surge Protection Device, SPD kit -48 V DC out | 1 |  | 281.33 | 281.33 | 40 | 168.798
1.19.2 | Additional 1 Sector 3 1 3 | 1 |  | 8864.2969 | 8864.2969 | 40 | 5318.5781
1.19.2.1 | RBS 6601_Additional 1 Sector of 3cc@20Wpcc | 1 |  | 8864.2969 | 8864.2969 | 40 | 5318.5781
1.19.2.1.1 | PRODUCT PACKAGE/WCDMA Expansions or Upgr (FAP1301603/2) | 1 |  | 8719.9796 | 8719.9796 | 40 | 5231.9878
1.19.2.1.1.1 | Output Power HWAC 20W->40W (per RU) | 1 |  | 967.9358 | 967.9358 | 40 | 580.7615
1.19.2.1.1.2 | Output Power HWAC 40W->60W (per RU) | 1 |  | 967.9358 | 967.9358 | 40 | 580.7615
1.19.2.1.1.3 | WCDMA Cell Carrier HWAC | 3 |  | 862.8677 | 2588.6031 | 40 | 1553.1618
1.19.2.1.1.4 | WCDMA Remote Radio Unit RRUW 01B1 (2100 MHz) -48VDC , 20W HW Activation incl. | 1 |  | 4195.5049 | 4195.5049 | 40 | 2517.3029
1.19.2.1.2 | PRODUCT PACKAGE/Main Remote Site Product (FAP1301839) | 1 |  | 144.3173 | 144.3173 | 40 | 86.5904
1.19.2.1.2.1 | CONNECTION CABLE/2F LCD-LCD SM | 1 |  | 32.7773 | 32.7773 | 40 | 19.6664
1.19.2.1.2.2 | OPTICAL TRANSCEIVER/TRX SM CPRI 614.4-24 | 2 |  | 28.6 | 57.2 | 40 | 34.32
1.19.2.1.2.3 | POLE MOUNTING FIXTURE CEU | 2 |  | 27.17 | 54.34 | 40 | 32.604
1.19.3 | 3G 3cc 2nd Carrier: Existing 3HScc SW Features 4 | 1 |  | 12677.7415 | 12677.7415 | 85.6 | 1825.5948
1.19.3.1 | 21 Mbps SW features, per 3HScc (TPCM only) | 1 |  | 2292.1177 | 2292.1177 | 85.6 | 330.0649
1.19.3.1.1 | FAJ1211328 R1, Enhanced Layer2, 3HScc | 1 |  | 509.3595 | 509.3595 | 85.6 | 73.3478
1.19.3.1.2 | FAJ1211331 R1, HSDPA 64 QAM, 3HScc | 1 |  | 1782.7582 | 1782.7582 | 85.6 | 256.7172
1.19.3.2 | FAJ1211106 R1, IF/IRAT mobility on HSPA p.3HScc | 1 |  | 303.0689 | 303.0689 | 85.6 | 43.6419
1.19.3.2.1 | FAJ1211106 R1, IF/IRAT mobility on HSPA, 3HScc | 1 |  | 303.0689 | 303.0689 | 85.6 | 43.6419
1.19.3.3 | HSDPA up to 32 users per cell, 3HScc (TPCM only) | 1 |  | 1069.6549 | 1069.6549 | 85.6 | 154.0303
1.19.3.3.1 | FAJ1210398 R1, HSDPA up to 32 users, 3HScc | 1 |  | 1069.6549 | 1069.6549 | 85.6 | 154.0303
1.19.3.4 | Node B SW features, per 3 HScc (TPCM only) | 1 |  | 9012.9 | 9012.9 | 85.6 | 1297.8576
1.19.3.4.1 | Node B SW features, per 3 HScc | 1 |  | 9012.9 | 9012.9 | 85.6 | 1297.8576
1.19.4 | 3G 3cc 2nd Carrier: For HSDPA IFLS 4 | 1 |  | 333.6305 | 333.6305 | 85.6 | 48.0428
1.19.4.1 | FAJ1211467, HSDPA Inter frequency Load Sharing p.3HScc | 1 |  | 333.6305 | 333.6305 | 85.6 | 48.0428
1.19.4.1.1 | FAJ1211467 R1, HSDPA Inter freq load sharing, 3HScc | 1 |  | 333.6305 | 333.6305 | 85.6 | 48.0428
1.19.5 | 3G 3cc 2nd Carrier: EUL 4 | 1 |  | 1324.3346 | 1324.3346 | 85.6 | 190.7042
1.19.5.1 | FAJ1211112 R1 EUL Scheduler support for 6 cell carriers p.Node | 1 |  | 1324.3346 | 1324.3346 | 85.6 | 190.7042
1.19.5.1.1 | FAJ1211112 R1, EUL Scheduler support for 6 cell carriers, Node | 1 |  | 1324.3346 | 1324.3346 | 85.6 | 190.7042
| Sub total for gross | [5 empty] | 74128.4739
| Sub total for Net | [5 empty] | 37940.0021
| Sub total for Support | [5 empty] | 0
| Net total with support | [5 empty] | 37940.0021

## Site 5014
Project name: | Singtel FY xxxxxx
Revision: | 01
Date: | 19 June, 2012
Item No | Name | Qty | Product Unit | Unit Gross (SGD) | Total Gross (SGD) | Discount (%) | Total Net (SGD) | 1st Year Support (SGD)
1 | NEW PHASE
1.2 | Site 5014 | 1 |  | 102962.0648 | 102962.0648 | 47.2813 | 54280.2178 | 0
1.2.1 | Additional 1 Sector For LTE | 1 |  | 35505.6281 | 35505.6281 | 40 | 21303.3769
1.2.1.1 | 2F LC-LC SM RRUS02, RRUS11 5M | 2 |  | 37.44 | 74.88 | 40 | 44.928
1.2.1.1.1 | 2F LC-LC SM RRUS02, RRUS11 5M | 1 |  | 37.44 | 37.44 | 40 | 22.464
1.2.1.2 | Additional 10MHz Bandwidth HWAC | 1 |  | 700.3693 | 700.3693 | 40 | 420.2216
1.2.1.2.1 | Upgrade From 10MHz to 20MHz | 1 |  | 700.3693 | 700.3693 | 40 | 420.2216
1.2.1.3 | Additional Output Power HWAC 20W->40W (per RU) | 2 |  | 967.9358 | 1935.8716 | 40 | 1161.523
1.2.1.3.1 | Output Power HWAC 20W->40W (per RU) | 1 |  | 967.9358 | 967.9358 | 40 | 580.7615
1.2.1.4 | Additional Output Power HWAC 40W->60W (per RU) | 1 |  | 967.9358 | 967.9358 | 40 | 580.7615
1.2.1.4.1 | Output Power HWAC 40W->60W (per RU) | 1 |  | 967.9358 | 967.9358 | 40 | 580.7615
1.2.1.5 | Dual-TX RRUS-11B7 (2600MHz) -48VDC, 10W+10W HW Activation incl. | 1 |  | 9428.244 | 9428.244 | 40 | 5656.9464
1.2.1.5.1 | Dual-TX RRUS-11B7 (2600MHz) -48VDC, 10W+10W HW Activation incl. | 1 |  | 9428.244 | 9428.244 | 40 | 5656.9464
1.2.1.6 | Dual-TX RRUS-12B3 (1800MHz) -48VDC, 10W+10W HW Activation incl. | 1 |  | 10160.4482 | 10160.4482 | 40 | 6096.2689
1.2.1.6.1 | Dual-TX RRUS-12B3 (1800MHz) -48VDC, 10W+10W HW Activation incl. | 1 |  | 10160.4482 | 10160.4482 | 40 | 6096.2689
1.2.1.7 | DUL with 63Mbps* (Indoor) | 1 |  | 9312.3647 | 9312.3647 | 40 | 5587.4188
1.2.1.7.1 | Indoor DUL with 63 Mbps | 1 |  | 9312.3647 | 9312.3647 | 40 | 5587.4188
1.2.1.8 | LTE-FDD Cell Carrier 10MHz Bandwidth HWAC | 2 |  | 1308.5572 | 2617.1145 | 40 | 1570.2687
1.2.1.8.1 | LTE-FDD Cell Carrier 10MHz Bandwidth HWAC | 1 |  | 1308.5572 | 1308.5572 | 40 | 785.1343
1.2.1.9 | OPTICAL TRANSCEIVER/TRX SM CPRI 614.4-24 | 4 |  | 28.6 | 114.4 | 40 | 68.64
1.2.1.9.1 | OPTICAL TRANSCEIVER/TRX SM CPRI 614.4-24 | 1 |  | 28.6 | 28.6 | 40 | 17.16
1.2.1.10 | POLE MOUNTING FIXTURE CEU | 2 |  | 27.17 | 54.34 | 40 | 32.604
1.2.1.10.1 | POLE MOUNTING FIXTURE CEU | 1 |  | 27.17 | 27.17 | 40 | 16.302
1.2.1.11 | SSC02 (Addn 1x32A) | 2 |  | 69.83 | 139.66 | 40 | 83.796
1.2.1.11.1 | PRODUCT PACKAGE/Power system; (SSC-02) (FAP1301878) | 1 |  | 69.83 | 69.83 | 40 | 41.898
1.2.1.11.1.1 | Distribution CB 2-32A | 1 |  | 15.02 | 15.02 | 40 | 9.012
1.2.1.11.1.2 | RRU SPD protection Kit | 1 |  | 54.81 | 54.81 | 40 | 32.886
1.2.2 | 3G Change-out RBS6601 with SSC-02 1x2 30Wpcc 1xDUW20(15HS codes) (Stand-Alone) Reuse RRUW | 1 |  | 24627.5342 | 24627.5342 | 40 | 14776.5205
1.2.2.1 | DUW BB HW Activation Fee CE DL p.16CE | 4 |  | 214.5295 | 858.1179 | 40 | 514.8708
1.2.2.1.1 | WCDMA CE DL HWAC (per 16CE) | 1 |  | 214.5295 | 214.5295 | 40 | 128.7177
1.2.2.2 | DUW BB HW Activation Fee CE UL p.16CE | 12 |  | 214.5295 | 2574.3538 | 40 | 1544.6123
1.2.2.2.1 | WCDMA CE UL HWAC (per 16CE) | 1 |  | 214.5295 | 214.5295 | 40 | 128.7177
1.2.2.3 | RBS6601 WCDMA No RRUW DUW20 (0UL/0DL/15Code)_IPRAN_Rev A | 1 |  | 11176.7125 | 11176.7125 | 40 | 6706.0275
1.2.2.3.1 | Digital Unit DUW 20 Basic HW Module (excl.HWA, SFP) | 1 |  | 7211.7153 | 7211.7153 | 40 | 4327.0292
1.2.2.3.2 | Main Unit - 48 V DC Power cable 2m | 1 |  | 33.99 | 33.99 | 40 | 20.394
1.2.2.3.3 | SFP 1000BASE-LX40 DUAL RATE 1.25 40km for DUx | 1 |  | 537.6417 | 537.6417 | 40 | 322.585
1.2.2.3.4 | RBS 6601 Main Unit, -48 VDC (no Digital Unit incl.) | 1 |  | 1625.8755 | 1625.8755 | 40 | 975.5253
1.2.2.3.5 | Digital Unit DUW 30 Basic HW Module (excl.HWA, SFP) | 0 |  | 10880.4661 | 0 | 40 | 0
1.2.2.3.6 | WCDMA CE DL HWAC (per 16CE) | 0 |  | 214.5295 | 0 | 40 | 0
1.2.2.3.7 | WCDMA CE UL HWAC (per 16CE) | 0 |  | 214.5295 | 0 | 40 | 0
1.2.2.3.8 | WCDMA HS Codes HWAC (per 5HS-Codes) | 3 |  | 256.7299 | 770.1897 | 40 | 462.1138
1.2.2.3.9 | DUW Optional IP Optical Interface HWAC | 1 |  | 997.3004 | 997.3004 | 40 | 598.3802
1.2.2.4 | SSC-02 for OD RBS6601 2 Rectifier_2MU (No batteries) | 1 |  | 10018.35 | 10018.35 | 40 | 6011.01
1.2.2.4.1 | PRODUCT PACKAGE/Power system; (SSC-02) (FAP1301878) | 1 |  | 10018.35 | 10018.35 | 40 | 6011.01
1.2.2.4.1.1 | 2.0 kW rectifier, PBC 6200 | 1 |  | 213.07 | 213.07 | 40 | 127.842
1.2.2.4.1.2 | Distribution CB 2-32A | 6 |  | 15.02 | 90.12 | 40 | 54.072
1.2.2.4.1.3 | Door Handle | 1 |  | 91.39 | 91.39 | 40 | 54.834
1.2.2.4.1.4 | Lifting Eye Bolt Set | 1 |  | 11.44 | 11.44 | 40 | 6.864
1.2.2.4.1.5 | Power and external alarm cable for RBS MU | 1 |  | 27.03 | 27.03 | 40 | 16.218
1.2.2.4.1.6 | RRU SPD protection Kit | 4 |  | 54.81 | 219.24 | 40 | 131.544
1.2.2.4.1.7 | SSC-02 for < 4 rectifiers | 1 |  | 9009.01 | 9009.01 | 40 | 5405.406
1.2.2.4.1.8 | Service outlet | 1 |  | 90.09 | 90.09 | 40 | 54.054
1.2.2.4.1.9 | Standard Door Lock/Key | 1 |  | 121.31 | 121.31 | 40 | 72.786
1.2.2.4.1.10 | Web interface board | 1 |  | 145.65 | 145.65 | 40 | 87.39
1.2.3 | 3G 3cc 1st Carrier: For HSDPA IFLS | 1 |  | 333.6305 | 333.6305 | 76 | 80.0713
1.2.3.1 | FAJ1211467, HSDPA Inter frequency Load Sharing p.3HScc | 1 |  | 333.6305 | 333.6305 | 76 | 80.0713
1.2.3.1.1 | FAJ1211467 R1, HSDPA Inter freq load sharing, 3HScc | 1 |  | 333.6305 | 333.6305 | 76 | 80.0713
1.2.4 | 3G 3cc 3rd Carrier: EUL | 1 |  | 1749.6498 | 1749.6498 | 88 | 209.958
1.2.4.1 | FAJ1211518 R1, EUL for large RBS configurations p.Node | 1 |  | 1749.6498 | 1749.6498 | 88 | 209.958
1.2.4.1.1 | FAJ1211518 R1, EUL for large RBS configurations, Node | 1 |  | 1749.6498 | 1749.6498 | 88 | 209.958
1.2.5 | 3G RBS6601 1x2 to 1x3 20Wpcc Additional DUW30(Additional 30HS codes) | 1 |  | 15392.4687 | 15392.4687 | 40 | 9235.4812
1.2.5.1 | DUW BB HW Activation Fee HS Codes p.5 HS-codes | 3 |  | 256.7299 | 770.1897 | 40 | 462.1138
1.2.5.1.1 | WCDMA HS Codes HWAC (per 5HS-Codes) | 1 |  | 256.7299 | 256.7299 | 40 | 154.0379
1.2.5.2 | RBS6601 WCDMA 1x2 30Wpcc to 1x3 20Wpcc_DUW20/30(0UL/0DL/15Code) Rev A | 1 |  | 14622.279 | 14622.279 | 40 | 8773.3674
1.2.5.2.1 | Digital Unit DUW 30 Basic HW Module (excl.HWA, SFP) | 1 |  | 10880.4661 | 10880.4661 | 40 | 6528.2796
1.2.5.2.2 | Main Unit - 48 V DC Power cable 2m | 1 |  | 33.99 | 33.99 | 40 | 20.394
1.2.5.2.3 | RBS 6601 Main Unit, -48 VDC (no Digital Unit incl.) | 1 |  | 1625.8755 | 1625.8755 | 40 | 975.5253
1.2.5.2.4 | WCDMA Cell Carrier HWAC | 1 |  | 862.8677 | 862.8677 | 40 | 517.7206
1.2.5.2.5 | Kit for interconnection of 2 DUW units | 1 |  | 448.89 | 448.89 | 40 | 269.334
1.2.5.2.6 | WCDMA CE DL HWAC (per 16CE) | 0 |  | 214.5295 | 0 | 40 | 0
1.2.5.2.7 | WCDMA CE UL HWAC (per 16CE) | 0 |  | 214.5295 | 0 | 40 | 0
1.2.5.2.8 | WCDMA HS Codes HWAC (per 5HS-Codes) | 3 |  | 256.7299 | 770.1897 | 40 | 462.1138
1.2.6 | Batteries | 1 |  | 2153.15 | 2153.15 | 40 | 1291.89
1.2.6.1 | NSB Std Battery Set, 48V/170Ah For SSC-02 (1 Set) | 1 |  | 2153.15 | 2153.15 | 40 | 1291.89
1.2.6.1.1 | Battery Set, 48V/170 Ah (NSB Std) | 1 |  | 2153.15 | 2153.15 | 40 | 1291.89
1.2.7 | Additional 1 Sector | 1 |  | 8864.2969 | 8864.2969 | 40 | 5318.5781
1.2.7.1 | RBS 6601_Additional 1 Sector of 3cc@20Wpcc | 1 |  | 8864.2969 | 8864.2969 | 40 | 5318.5781
1.2.7.1.1 | PRODUCT PACKAGE/WCDMA Expansions or Upgr (FAP1301603/2) | 1 |  | 8719.9796 | 8719.9796 | 40 | 5231.9878
1.2.7.1.1.1 | Output Power HWAC 20W->40W (per RU) | 1 |  | 967.9358 | 967.9358 | 40 | 580.7615
1.2.7.1.1.2 | Output Power HWAC 40W->60W (per RU) | 1 |  | 967.9358 | 967.9358 | 40 | 580.7615
1.2.7.1.1.3 | WCDMA Cell Carrier HWAC | 3 |  | 862.8677 | 2588.6031 | 40 | 1553.1618
1.2.7.1.1.4 | WCDMA Remote Radio Unit RRUW 01B1 (2100 MHz) -48VDC , 20W HW Activation incl. | 1 |  | 4195.5049 | 4195.5049 | 40 | 2517.3029
1.2.7.1.2 | PRODUCT PACKAGE/Main Remote Site Product (FAP1301839) | 1 |  | 144.3173 | 144.3173 | 40 | 86.5904
1.2.7.1.2.1 | CONNECTION CABLE/2F LCD-LCD SM | 1 |  | 32.7773 | 32.7773 | 40 | 19.6664
1.2.7.1.2.2 | OPTICAL TRANSCEIVER/TRX SM CPRI 614.4-24 | 2 |  | 28.6 | 57.2 | 40 | 34.32
1.2.7.1.2.3 | POLE MOUNTING FIXTURE CEU | 2 |  | 27.17 | 54.34 | 40 | 32.604
1.2.8 | 3G 3cc 2nd Carrier: Existing 3HScc SW Features 7 | 1 |  | 12677.7415 | 12677.7415 | 85.6 | 1825.5948
1.2.8.1 | 21 Mbps SW features, per 3HScc (TPCM only) | 1 |  | 2292.1177 | 2292.1177 | 85.6 | 330.0649
1.2.8.1.1 | FAJ1211328 R1, Enhanced Layer2, 3HScc | 1 |  | 509.3595 | 509.3595 | 85.6 | 73.3478
1.2.8.1.2 | FAJ1211331 R1, HSDPA 64 QAM, 3HScc | 1 |  | 1782.7582 | 1782.7582 | 85.6 | 256.7172
1.2.8.2 | FAJ1211106 R1, IF/IRAT mobility on HSPA p.3HScc | 1 |  | 303.0689 | 303.0689 | 85.6 | 43.6419
1.2.8.2.1 | FAJ1211106 R1, IF/IRAT mobility on HSPA, 3HScc | 1 |  | 303.0689 | 303.0689 | 85.6 | 43.6419
1.2.8.3 | HSDPA up to 32 users per cell, 3HScc (TPCM only) | 1 |  | 1069.6549 | 1069.6549 | 85.6 | 154.0303
1.2.8.3.1 | FAJ1210398 R1, HSDPA up to 32 users, 3HScc | 1 |  | 1069.6549 | 1069.6549 | 85.6 | 154.0303
1.2.8.4 | Node B SW features, per 3 HScc (TPCM only) | 1 |  | 9012.9 | 9012.9 | 85.6 | 1297.8576
1.2.8.4.1 | Node B SW features, per 3 HScc | 1 |  | 9012.9 | 9012.9 | 85.6 | 1297.8576
1.2.9 | 3G 3cc 2nd Carrier: For HSDPA IFLS 7 | 1 |  | 333.6305 | 333.6305 | 85.6 | 48.0428
1.2.9.1 | FAJ1211467, HSDPA Inter frequency Load Sharing p.3HScc | 1 |  | 333.6305 | 333.6305 | 85.6 | 48.0428
1.2.9.1.1 | FAJ1211467 R1, HSDPA Inter freq load sharing, 3HScc | 1 |  | 333.6305 | 333.6305 | 85.6 | 48.0428
1.2.10 | 3G 3cc 2nd Carrier: EUL 7 | 1 |  | 1324.3346 | 1324.3346 | 85.6 | 190.7042
1.2.10.1 | FAJ1211112 R1 EUL Scheduler support for 6 cell carriers p.Node | 1 |  | 1324.3346 | 1324.3346 | 85.6 | 190.7042
1.2.10.1.1 | FAJ1211112 R1, EUL Scheduler support for 6 cell carriers, Node | 1 |  | 1324.3346 | 1324.3346 | 85.6 | 190.7042
| Sub total for gross | [5 empty] | 102962.0648
| Sub total for Net | [5 empty] | 54280.2178
| Sub total for Support | [5 empty] | 0
| Net total with support | [5 empty] | 54280.2178

## Site 5195
Project name: | Singtel FY xxxxxx
Revision: | 01
Date: | 19 June, 2012
Item No | Name | Qty | Product Unit | Unit Gross (SGD) | Total Gross (SGD) | Discount (%) | Total Net (SGD) | 1st Year Support (SGD)
1 | NEW PHASE
1.20 | Site 5195 | 1 |  | 74128.4739 | 74128.4739 | 48.8186 | 37940.0021 | 0
1.20.1 | Additional 1 Sector For LTE 3 1 1 1 1 1 | 1 |  | 50928.4704 | 50928.4704 | 40 | 30557.0822
1.20.1.1 | 1xPDU | 1 |  | 491.9394 | 491.9394 | 40 | 295.1636
1.20.1.1.1 | Additional PDU (Power Distribution Unit) for additional RU a | 1 |  | 491.9394 | 491.9394 | 40 | 295.1636
1.20.1.2 | 1xPSU | 2 |  | 313.7654 | 627.5309 | 40 | 376.5185
1.20.1.2.1 | PSU 230VAC: Power Supply Unit, 230 VAC | 1 |  | 313.7654 | 313.7654 | 40 | 188.2593
1.20.1.3 | 2F LC-LC SM RRUS02, RRUS11 5M | 2 |  | 37.44 | 74.88 | 40 | 44.928
1.20.1.3.1 | 2F LC-LC SM RRUS02, RRUS11 5M | 1 |  | 37.44 | 37.44 | 40 | 22.464
1.20.1.4 | Additional 10MHz Bandwidth HWAC | 1 |  | 700.3693 | 700.3693 | 40 | 420.2216
1.20.1.4.1 | Upgrade From 10MHz to 20MHz | 1 |  | 700.3693 | 700.3693 | 40 | 420.2216
1.20.1.5 | Additional Output Power HWAC 20W->40W (per RU) | 2 |  | 967.9358 | 1935.8716 | 40 | 1161.523
1.20.1.5.1 | Output Power HWAC 20W->40W (per RU) | 1 |  | 967.9358 | 967.9358 | 40 | 580.7615
1.20.1.6 | Additional Output Power HWAC 40W->60W (per RU) | 1 |  | 967.9358 | 967.9358 | 40 | 580.7615
1.20.1.6.1 | Output Power HWAC 40W->60W (per RU) | 1 |  | 967.9358 | 967.9358 | 40 | 580.7615
1.20.1.7 | BBS6301 (No Batteries) | 1 |  | 3086.24 | 3086.24 | 40 | 1851.744
1.20.1.7.1 | BBS 6301 cab. w active cooling | 1 |  | 2879 | 2879 | 40 | 1727.4
1.20.1.7.2 | Temperature sensor cable, 4.5 m | 1 |  | 53.48 | 53.48 | 40 | 32.088
1.20.1.7.3 | Alarm cable, 15 m | 1 |  | 25.4 | 25.4 | 40 | 15.24
1.20.1.7.4 | Customer Specific Door Lock/Key | 1 |  | 128.36 | 128.36 | 40 | 77.016
1.20.1.8 | Dual-TX RRUS-11B7 (2600MHz) -48VDC, 10W+10W HW Activation incl. | 1 |  | 9428.244 | 9428.244 | 40 | 5656.9464
1.20.1.8.1 | Dual-TX RRUS-11B7 (2600MHz) -48VDC, 10W+10W HW Activation incl. | 1 |  | 9428.244 | 9428.244 | 40 | 5656.9464
1.20.1.9 | Dual-TX RRUS-12B3 (1800MHz) -48VDC, 10W+10W HW Activation incl. | 1 |  | 10160.4482 | 10160.4482 | 40 | 6096.2689
1.20.1.9.1 | Dual-TX RRUS-12B3 (1800MHz) -48VDC, 10W+10W HW Activation incl. | 1 |  | 10160.4482 | 10160.4482 | 40 | 6096.2689
1.20.1.10 | DUL with 63Mbps* (Indoor) | 1 |  | 9312.3647 | 9312.3647 | 40 | 5587.4188
1.20.1.10.1 | Indoor DUL with 63 Mbps | 1 |  | 9312.3647 | 9312.3647 | 40 | 5587.4188
1.20.1.11 | LTE-FDD Cell Carrier 10MHz Bandwidth HWAC | 2 |  | 1308.5572 | 2617.1145 | 40 | 1570.2687
1.20.1.11.1 | LTE-FDD Cell Carrier 10MHz Bandwidth HWAC | 1 |  | 1308.5572 | 1308.5572 | 40 | 785.1343
1.20.1.12 | NSB Std Battery Set, 48V/100Ah For BBS6301 (1 Set) | 1 |  | 1500 | 1500 | 40 | 900
1.20.1.12.1 | Battery Set, 48V/100 Ah (NSB Std) | 1 |  | 1500 | 1500 | 40 | 900
1.20.1.13 | OPTICAL TRANSCEIVER/TRX SM CPRI 614.4-24 | 4 |  | 28.6 | 114.4 | 40 | 68.64
1.20.1.13.1 | OPTICAL TRANSCEIVER/TRX SM CPRI 614.4-24 | 1 |  | 28.6 | 28.6 | 40 | 17.16
1.20.1.14 | POLE MOUNTING FIXTURE CEU | 2 |  | 27.17 | 54.34 | 40 | 32.604
1.20.1.14.1 | POLE MOUNTING FIXTURE CEU | 1 |  | 27.17 | 27.17 | 40 | 16.302
1.20.1.15 | RBS6301 Cabinet | 1 |  | 9294.132 | 9294.132 | 40 | 5576.4792
1.20.1.15.1 | RBS 6301 Main Unit, 230 VAC (no Digital Unit, no RRU, no PSU) prep.for 2 DU | 1 |  | 5177.22 | 5177.22 | 40 | 3106.332
1.20.1.15.2 | Prepared for external battery back-up BBS 6301 | 1 |  | 2577.83 | 2577.83 | 40 | 1546.698
1.20.1.15.3 | Service Outlet RBS 6301 | 1 |  | 243 | 243 | 40 | 145.8
1.20.1.15.4 | Door Lock + key type (Customer Specific) | 1 |  | 212.8868 | 212.8868 | 40 | 127.7321
1.20.1.15.5 | Service Light | 1 |  | 206.8764 | 206.8764 | 40 | 124.1258
1.20.1.15.6 | PRODUCT PACKAGE/Main Remote Site Product (FAP1301839) | 1 |  | 330.26 | 330.26 | 40 | 198.156
1.20.1.15.6.1 | Pole mount side, RBS/BBS 6301 | 1 |  | 330.26 | 330.26 | 40 | 198.156
1.20.1.15.7 | SAU Support Alarm Unit | 1 |  | 275.4361 | 275.4361 | 40 | 165.2617
1.20.1.15.8 | External Alarm OVP (8 ports) | 1 |  | 270.6227 | 270.6227 | 40 | 162.3736
1.20.1.16 | Surge Protection Device, SPD kit -48 V DC out | 2 |  | 281.33 | 562.66 | 40 | 337.596
1.20.1.16.1 | Surge Protection Device, SPD kit -48 V DC out | 1 |  | 281.33 | 281.33 | 40 | 168.798
1.20.2 | Additional 1 Sector 3 1 3 1 | 1 |  | 8864.2969 | 8864.2969 | 40 | 5318.5781
1.20.2.1 | RBS 6601_Additional 1 Sector of 3cc@20Wpcc | 1 |  | 8864.2969 | 8864.2969 | 40 | 5318.5781
1.20.2.1.1 | PRODUCT PACKAGE/WCDMA Expansions or Upgr (FAP1301603/2) | 1 |  | 8719.9796 | 8719.9796 | 40 | 5231.9878
1.20.2.1.1.1 | Output Power HWAC 20W->40W (per RU) | 1 |  | 967.9358 | 967.9358 | 40 | 580.7615
1.20.2.1.1.2 | Output Power HWAC 40W->60W (per RU) | 1 |  | 967.9358 | 967.9358 | 40 | 580.7615
1.20.2.1.1.3 | WCDMA Cell Carrier HWAC | 3 |  | 862.8677 | 2588.6031 | 40 | 1553.1618
1.20.2.1.1.4 | WCDMA Remote Radio Unit RRUW 01B1 (2100 MHz) -48VDC , 20W HW Activation incl. | 1 |  | 4195.5049 | 4195.5049 | 40 | 2517.3029
1.20.2.1.2 | PRODUCT PACKAGE/Main Remote Site Product (FAP1301839) | 1 |  | 144.3173 | 144.3173 | 40 | 86.5904
1.20.2.1.2.1 | CONNECTION CABLE/2F LCD-LCD SM | 1 |  | 32.7773 | 32.7773 | 40 | 19.6664
1.20.2.1.2.2 | OPTICAL TRANSCEIVER/TRX SM CPRI 614.4-24 | 2 |  | 28.6 | 57.2 | 40 | 34.32
1.20.2.1.2.3 | POLE MOUNTING FIXTURE CEU | 2 |  | 27.17 | 54.34 | 40 | 32.604
1.20.3 | 3G 3cc 2nd Carrier: Existing 3HScc SW Features 9 1 | 1 |  | 12677.7415 | 12677.7415 | 85.6 | 1825.5948
1.20.3.1 | 21 Mbps SW features, per 3HScc (TPCM only) | 1 |  | 2292.1177 | 2292.1177 | 85.6 | 330.0649
1.20.3.1.1 | FAJ1211328 R1, Enhanced Layer2, 3HScc | 1 |  | 509.3595 | 509.3595 | 85.6 | 73.3478
1.20.3.1.2 | FAJ1211331 R1, HSDPA 64 QAM, 3HScc | 1 |  | 1782.7582 | 1782.7582 | 85.6 | 256.7172
1.20.3.2 | FAJ1211106 R1, IF/IRAT mobility on HSPA p.3HScc | 1 |  | 303.0689 | 303.0689 | 85.6 | 43.6419
1.20.3.2.1 | FAJ1211106 R1, IF/IRAT mobility on HSPA, 3HScc | 1 |  | 303.0689 | 303.0689 | 85.6 | 43.6419
1.20.3.3 | HSDPA up to 32 users per cell, 3HScc (TPCM only) | 1 |  | 1069.6549 | 1069.6549 | 85.6 | 154.0303
1.20.3.3.1 | FAJ1210398 R1, HSDPA up to 32 users, 3HScc | 1 |  | 1069.6549 | 1069.6549 | 85.6 | 154.0303
1.20.3.4 | Node B SW features, per 3 HScc (TPCM only) | 1 |  | 9012.9 | 9012.9 | 85.6 | 1297.8576
1.20.3.4.1 | Node B SW features, per 3 HScc | 1 |  | 9012.9 | 9012.9 | 85.6 | 1297.8576
1.20.4 | 3G 3cc 2nd Carrier: For HSDPA IFLS 9 1 | 1 |  | 333.6305 | 333.6305 | 85.6 | 48.0428
1.20.4.1 | FAJ1211467, HSDPA Inter frequency Load Sharing p.3HScc | 1 |  | 333.6305 | 333.6305 | 85.6 | 48.0428
1.20.4.1.1 | FAJ1211467 R1, HSDPA Inter freq load sharing, 3HScc | 1 |  | 333.6305 | 333.6305 | 85.6 | 48.0428
1.20.5 | 3G 3cc 2nd Carrier: EUL 9 1 | 1 |  | 1324.3346 | 1324.3346 | 85.6 | 190.7042
1.20.5.1 | FAJ1211112 R1 EUL Scheduler support for 6 cell carriers p.Node | 1 |  | 1324.3346 | 1324.3346 | 85.6 | 190.7042
1.20.5.1.1 | FAJ1211112 R1, EUL Scheduler support for 6 cell carriers, Node | 1 |  | 1324.3346 | 1324.3346 | 85.6 | 190.7042
| Sub total for gross | [5 empty] | 74128.4739
| Sub total for Net | [5 empty] | 37940.0021
| Sub total for Support | [5 empty] | 0
| Net total with support | [5 empty] | 37940.0021

## Site 5122
Project name: | Singtel FY xxxxxx
Revision: | 01
Date: | 19 June, 2012
Item No | Name | Qty | Product Unit | Unit Gross (SGD) | Total Gross (SGD) | Discount (%) | Total Net (SGD) | 1st Year Support (SGD)
1 | NEW PHASE
1.21 | Site 5122 | 1 |  | 122437.4293 | 122437.4293 | 50.4401 | 60679.9169 | 0
1.21.1 | Additional 2 Sector for LTE | 1 |  | 37278.1221 | 37278.1221 | 40 | 22366.8733
1.21.1.1 | 1xDUx | 1 |  | 81 | 81 | 40 | 48.6
1.21.1.1.1 | RBS 6000 Optional DU Adaptor kit | 1 |  | 81 | 81 | 40 | 48.6
1.21.1.2 | Additional 10MHz Bandwidth HWAC | 2 |  | 700.3693 | 1400.7386 | 40 | 840.4431
1.21.1.2.1 | Upgrade From 10MHz to 20MHz | 1 |  | 700.3693 | 700.3693 | 40 | 420.2216
1.21.1.3 | Additional Output Power HWAC 20W->40W (per RU) | 4 |  | 967.9358 | 3871.7433 | 40 | 2323.046
1.21.1.3.1 | Output Power HWAC 20W->40W (per RU) | 1 |  | 967.9358 | 967.9358 | 40 | 580.7615
1.21.1.4 | DUL with 63Mbps* (Indoor) | 1 |  | 9312.3647 | 9312.3647 | 40 | 5587.4188
1.21.1.4.1 | Indoor DUL with 63 Mbps | 1 |  | 9312.3647 | 9312.3647 | 40 | 5587.4188
1.21.1.5 | LTE-FDD Cell Carrier 10MHz Bandwidth HWAC | 4 |  | 1308.5572 | 5234.229 | 40 | 3140.5374
1.21.1.5.1 | LTE-FDD Cell Carrier 10MHz Bandwidth HWAC | 1 |  | 1308.5572 | 1308.5572 | 40 | 785.1343
1.21.1.6 | Single Radio Unit RUS 02B3 (1800MHz) 20W HW Activation incl. | 2 |  | 5389.0233 | 10778.0466 | 40 | 6466.828
1.21.1.6.1 | Single Radio Unit RUS 02B3 (1800MHz) 20W HW Activation incl. | 1 |  | 5389.0233 | 5389.0233 | 40 | 3233.414
1.21.1.7 | Single Radio Unit RUS-01B7 (2600MHz) 20W HW Activation incl. | 2 |  | 3300 | 6600 | 40 | 3960
1.21.1.7.1 | Single Radio Unit RUS-01B7 (2600MHz) 20W HW Activation incl. | 1 |  | 3300 | 3300 | 40 | 1980
1.21.2 | 2G RBS6201 1xRUS 1xDUG20 Co-site 3G | 1 |  | 10433.9397 | 10433.9397 | 40 | 6260.3638
1.21.2.1 | Parts for RBS6201 External Alarm | 1 |  | 709.71 | 709.71 | 40 | 425.826
1.21.2.1.1 | PRODUCT PACKAGE/RBS DF-OVP for indoor RB (FAP1300289) | 1 |  | 709.71 | 709.71 | 40 | 425.826
1.21.2.1.1.1 | DISTRIBUTION FRAME/DF-OVP FOR GSM & WCDM | 1 |  | 96.1 | 96.1 | 40 | 57.66
1.21.2.1.1.2 | OVP kit, 8 Ext Alarm for SAU | 1 |  | 84.08 | 84.08 | 40 | 50.448
1.21.2.1.1.3 | SAU kit, DF-OVP V2, 10m | 1 |  | 529.53 | 529.53 | 40 | 317.718
1.21.2.2 | RBS6201 1xRUS_1xDUG20_Stand-Alone (No TRX_No Power HWAC) | 1 |  | 9132.2297 | 9132.2297 | 40 | 5479.3378
1.21.2.2.1 | BFU, Battery Fuse Unit | 1 |  | 594.8555 | 594.8555 | 40 | 356.9133
1.21.2.2.2 | Fastening Screws for concrete (BF or cabinet) | 0 |  | 36.0881 | 0 | 40 | 0
1.21.2.2.3 | Base Frame 6201 | 1 |  | 227.3271 | 227.3271 | 40 | 136.3963
1.21.2.2.4 | RBS 6201 Cabinet for up to 6 RU, 230 VAC (no RU, no PSU incl.) | 1 |  | 2631.3511 | 2631.3511 | 40 | 1578.8106
1.21.2.2.5 | Output Power HWAC 20W->40W (per RU) | 0 |  | 967.9358 | 0 | 40 | 0
1.21.2.2.6 | PSU 230VAC: Power Supply Unit, 230 VAC | 2 |  | 313.7654 | 627.5309 | 40 | 376.5185
1.21.2.2.7 | Single Radio Unit RUS 01B8 (900E MHz) 20W HW Activation incl. | 1 |  | 3158.4872 | 3158.4872 | 40 | 1895.0923
1.21.2.2.8 | Output Power HWAC 40W->60W (per RU) | 0 |  | 967.9358 | 0 | 40 | 0
1.21.2.2.9 | Digital Unit DUG 20 Basic HW Module (excl.Activation Keys) for E1/T1 | 1 |  | 1400.7386 | 1400.7386 | 40 | 840.4431
1.21.2.2.10 | Additional PDU (Power Distribution Unit) for additional RU a | 1 |  | 491.9394 | 491.9394 | 40 | 295.1636
1.21.2.2.11 | GSM Cell Carrier (TRX equiv.) HWAC | 0 |  | 508.0861 | 0 | 40 | 0
1.21.2.3 | SAU for RBS6201 | 1 |  | 592 | 592 | 40 | 355.2
1.21.2.3.1 | PRODUCT PACKAGE/SP RBS 6102 Large Outdoo (FAP1302026) | 1 |  | 592 | 592 | 40 | 355.2
1.21.2.3.1.1 | SAU;Support Alarm Unit | 1 |  | 592 | 592 | 40 | 355.2
1.21.3 | 2G TRX & Power HWAC for Co-site 3G | 1 |  | 1984.108 | 1984.108 | 40 | 1190.4648
1.21.3.1 | Additional Output Power HWAC 20W->40W (per RU) | 1 |  | 967.9358 | 967.9358 | 40 | 580.7615
1.21.3.1.1 | Output Power HWAC 20W->40W (per RU) | 1 |  | 967.9358 | 967.9358 | 40 | 580.7615
1.21.3.2 | GSM TRX HWAC | 2 |  | 508.0861 | 1016.1722 | 40 | 609.7033
1.21.3.2.1 | GSM Cell Carrier (TRX equiv.) HWAC | 1 |  | 508.0861 | 508.0861 | 40 | 304.8516
1.21.4 | Batteries 3 | 1 |  | 2719.84 | 2719.84 | 40 | 1631.904
1.21.4.1 | Battery set, 48V/100 Ah (NSB) for BBS 6201 (1 piece) | 1 |  | 1419 | 1419 | 40 | 851.4
1.21.4.1.1 | Battery set, 48V/100 Ah (NSB) | 1 |  | 1419 | 1419 | 40 | 851.4
1.21.4.2 | BBS6201-No Batt. | 1 |  | 1300.84 | 1300.84 | 40 | 780.504
1.21.4.2.1 | RBS 6201 interface | 1 |  | 290.63 | 290.63 | 40 | 174.378
1.21.4.2.2 | RBS DC cable, 20 m (< 2x10m), 50 mm2 | 1 |  | 297 | 297 | 40 | 178.2
1.21.4.2.3 | Battery set, 48V/100 Ah (NSB) | 0 |  | 1419 | 0 | 40 | 0
1.21.4.2.4 | Compact rack with PCU-DC | 1 |  | 713.21 | 713.21 | 40 | 427.926
1.21.5 | 3G RBS6201 1x2 to 1x3 20Wpcc Additional DUW30(Additional 30HS codes) | 1 |  | 13283.7132 | 13283.7132 | 40 | 7970.2279
1.21.5.1 | DUW BB HW Activation Fee HS Codes p.5 HS-codes | 3 |  | 256.7299 | 770.1897 | 40 | 462.1138
1.21.5.1.1 | WCDMA HS Codes HWAC (per 5HS-Codes) | 1 |  | 256.7299 | 256.7299 | 40 | 154.0379
1.21.5.2 | RBS6201 WCDMA 1x2 30Wpcc to 1x3 20Wpcc_DUW20/30(0UL/0DL/15Code)_Rev A | 1 |  | 12513.5235 | 12513.5235 | 40 | 7508.1141
1.21.5.2.1 | Digital Unit DUW 30 Basic HW Module (excl.HWA, SFP) | 1 |  | 10880.4661 | 10880.4661 | 40 | 6528.2796
1.21.5.2.2 | WCDMA Cell Carrier HWAC | 1 |  | 862.8677 | 862.8677 | 40 | 517.7206
1.21.5.2.3 | WCDMA HS Codes HWAC (per 5HS-Codes) | 3 |  | 256.7299 | 770.1897 | 40 | 462.1138
1.21.6 | 3G Change-out RBS6201 1x2 30Wpcc 1xDUW20(15HS codes) (Co-site 2G) | 1 |  | 19932.4462 | 19932.4462 | 40 | 11959.4677
1.21.6.1 | DUW BB HW Activation Fee CE DL p.16CE | 3 |  | 214.5295 | 643.5884 | 40 | 386.1531
1.21.6.1.1 | WCDMA CE DL HWAC (per 16CE) | 1 |  | 214.5295 | 214.5295 | 40 | 128.7177
1.21.6.2 | DUW BB HW Activation Fee CE UL p.16CE | 12 |  | 214.5295 | 2574.3538 | 40 | 1544.6123
1.21.6.2.1 | WCDMA CE UL HWAC (per 16CE) | 1 |  | 214.5295 | 214.5295 | 40 | 128.7177
1.21.6.3 | RBS6201 WCDMA 1x2 30Wpcc_DUW20(0UL/0DL/15Code)_Rev A (Exclude Cabinet) | 1 |  | 16714.504 | 16714.504 | 40 | 10028.7024
1.21.6.3.1 | RBS 6201 Cabinet for up to 6 RU, 230 VAC (no RU, no PSU incl.) | 0 |  | 2631.3511 | 0 | 40 | 0
1.21.6.3.2 | Additional PDU (Power Distribution Unit) for additional RU a | 1 |  | 491.9394 | 491.9394 | 40 | 295.1636
1.21.6.3.3 | Fastening Screws for concrete (BF or cabinet) | 0 |  | 36.0881 | 0 | 40 | 0
1.21.6.3.4 | SFP 1000BASE-LX40 DUAL RATE 1.25 40km for DUx | 1 |  | 537.6417 | 537.6417 | 40 | 322.585
1.21.6.3.5 | PSU 230VAC: Power Supply Unit, 230 VAC | 1 |  | 313.7654 | 313.7654 | 40 | 188.2593
1.21.6.3.6 | Cabinet Expansion kit from 6 RU to 12 RU (no RU incl.) | 1 |  | 666.3441 | 666.3441 | 40 | 399.8064
1.21.6.3.7 | Output Power HWAC 20W->40W (per RU) | 1 |  | 967.9358 | 967.9358 | 40 | 580.7615
1.21.6.3.8 | Output Power HWAC 40W->60W (per RU) | 1 |  | 967.9358 | 967.9358 | 40 | 580.7615
1.21.6.3.9 | WCDMA Cell Carrier HWAC | 2 |  | 862.8677 | 1725.7354 | 40 | 1035.4412
1.21.6.3.10 | Single WCDMA Radio Unit RUW 01 B1 (2100 MHz) 20W HW Activation incl. | 1 |  | 2064.001 | 2064.001 | 40 | 1238.4006
1.21.6.3.11 | Digital Unit DUW 20 Basic HW Module (excl.HWA, SFP) | 1 |  | 7211.7153 | 7211.7153 | 40 | 4327.0292
1.21.6.3.12 | WCDMA CE DL HWAC (per 16CE) | 0 |  | 214.5295 | 0 | 40 | 0
1.21.6.3.13 | WCDMA CE UL HWAC (per 16CE) | 0 |  | 214.5295 | 0 | 40 | 0
1.21.6.3.14 | WCDMA HS Codes HWAC (per 5HS-Codes) | 3 |  | 256.7299 | 770.1897 | 40 | 462.1138
1.21.6.3.15 | DUW Optional IP Optical Interface HWAC | 1 |  | 997.3004 | 997.3004 | 40 | 598.3802
1.21.6.3.16 | BFU, Battery Fuse Unit | 0 |  | 594.8555 | 0 | 40 | 0
1.21.6.3.17 | Base Frame 6201 | 0 |  | 227.3271 | 0 | 40 | 0
1.21.7 | Additional 2 Sector | 1 |  | 9458.1816 | 9458.1816 | 40 | 5674.909
1.21.7.1 | RBS 6201_Additional 2 Sector of 3cc@20Wpcc (Addn 1xPSU, 1xPDU) | 1 |  | 9458.1816 | 9458.1816 | 40 | 5674.909
1.21.7.1.1 | PRODUCT PACKAGE/WCDMA Expansions or Upgr (FAP1301603/2) | 1 |  | 9458.1816 | 9458.1816 | 40 | 5674.909
1.21.7.1.1.1 | Additional PDU (Power Distribution Unit) for additional RU a | 1 |  | 491.9394 | 491.9394 | 40 | 295.1636
1.21.7.1.1.2 | Output Power HWAC 20W->40W (per RU) | 1 |  | 967.9358 | 967.9358 | 40 | 580.7615
1.21.7.1.1.3 | Output Power HWAC 40W->60W (per RU) | 1 |  | 967.9358 | 967.9358 | 40 | 580.7615
1.21.7.1.1.4 | PSU 230VAC: Power Supply Unit, 230 VAC | 1 |  | 313.7654 | 313.7654 | 40 | 188.2593
1.21.7.1.1.5 | Single WCDMA Radio Unit RUW 01 B1 (2100 MHz) 20W HW Activation incl. | 2 |  | 2064.001 | 4128.002 | 40 | 2476.8012
1.21.7.1.1.6 | WCDMA Cell Carrier HWAC | 3 |  | 862.8677 | 2588.6031 | 40 | 1553.1618
1.21.8 | 3G 3cc 2nd Carrier: EUL 18 1 1 | 1 |  | 1324.3346 | 1324.3346 | 85.6 | 190.7042
1.21.8.1 | FAJ1211112 R1 EUL Scheduler support for 6 cell carriers p.Node | 1 |  | 1324.3346 | 1324.3346 | 85.6 | 190.7042
1.21.8.1.1 | FAJ1211112 R1, EUL Scheduler support for 6 cell carriers, Node | 1 |  | 1324.3346 | 1324.3346 | 85.6 | 190.7042
1.21.9 | 3G 3cc 2nd Carrier: For HSDPA IFLS 18 1 1 | 1 |  | 333.6305 | 333.6305 | 85.6 | 48.0428
1.21.9.1 | FAJ1211467, HSDPA Inter frequency Load Sharing p.3HScc | 1 |  | 333.6305 | 333.6305 | 85.6 | 48.0428
1.21.9.1.1 | FAJ1211467 R1, HSDPA Inter freq load sharing, 3HScc | 1 |  | 333.6305 | 333.6305 | 85.6 | 48.0428
1.21.10 | 3G 3cc 3rd Carrier: HS on 3rd Carrier 3 1 1 | 1 |  | 13011.3719 | 13011.3719 | 88 | 1561.3646
1.21.10.1 | 21 Mbps SW features, per 3HScc (TPCM only) | 1 |  | 2292.1177 | 2292.1177 | 88 | 275.0541
1.21.10.1.1 | FAJ1211328 R1, Enhanced Layer2, 3HScc | 1 |  | 509.3595 | 509.3595 | 88 | 61.1231
1.21.10.1.2 | FAJ1211331 R1, HSDPA 64 QAM, 3HScc | 1 |  | 1782.7582 | 1782.7582 | 88 | 213.931
1.21.10.2 | FAJ1211106 R1, IF/IRAT mobility on HSPA p.3HScc | 1 |  | 303.0689 | 303.0689 | 88 | 36.3683
1.21.10.2.1 | FAJ1211106 R1, IF/IRAT mobility on HSPA, 3HScc | 1 |  | 303.0689 | 303.0689 | 88 | 36.3683
1.21.10.3 | FAJ1211467, HSDPA Inter frequency Load Sharing p.3HScc | 1 |  | 333.6305 | 333.6305 | 88 | 40.0357
1.21.10.3.1 | FAJ1211467 R1, HSDPA Inter freq load sharing, 3HScc | 1 |  | 333.6305 | 333.6305 | 88 | 40.0357
1.21.10.4 | HSDPA up to 32 users per cell, 3HScc (TPCM only) | 1 |  | 1069.6549 | 1069.6549 | 88 | 128.3586
1.21.10.4.1 | FAJ1210398 R1, HSDPA up to 32 users, 3HScc | 1 |  | 1069.6549 | 1069.6549 | 88 | 128.3586
1.21.10.5 | Node B SW features, per 3 HScc (TPCM only) | 1 |  | 9012.9 | 9012.9 | 88 | 1081.548
1.21.10.5.1 | Node B SW features, per 3 HScc | 1 |  | 9012.9 | 9012.9 | 88 | 1081.548
1.21.11 | 3G 3cc 2nd Carrier: Existing 3HScc SW Features 18 1 | 1 |  | 12677.7415 | 12677.7415 | 85.6 | 1825.5948
1.21.11.1 | 21 Mbps SW features, per 3HScc (TPCM only) | 1 |  | 2292.1177 | 2292.1177 | 85.6 | 330.0649
1.21.11.1.1 | FAJ1211328 R1, Enhanced Layer2, 3HScc | 1 |  | 509.3595 | 509.3595 | 85.6 | 73.3478
1.21.11.1.2 | FAJ1211331 R1, HSDPA 64 QAM, 3HScc | 1 |  | 1782.7582 | 1782.7582 | 85.6 | 256.7172
1.21.11.2 | FAJ1211106 R1, IF/IRAT mobility on HSPA p.3HScc | 1 |  | 303.0689 | 303.0689 | 85.6 | 43.6419
1.21.11.2.1 | FAJ1211106 R1, IF/IRAT mobility on HSPA, 3HScc | 1 |  | 303.0689 | 303.0689 | 85.6 | 43.6419
1.21.11.3 | HSDPA up to 32 users per cell, 3HScc (TPCM only) | 1 |  | 1069.6549 | 1069.6549 | 85.6 | 154.0303
1.21.11.3.1 | FAJ1210398 R1, HSDPA up to 32 users, 3HScc | 1 |  | 1069.6549 | 1069.6549 | 85.6 | 154.0303
1.21.11.4 | Node B SW features, per 3 HScc (TPCM only) | 1 |  | 9012.9 | 9012.9 | 85.6 | 1297.8576
1.21.11.4.1 | Node B SW features, per 3 HScc | 1 |  | 9012.9 | 9012.9 | 85.6 | 1297.8576
| Sub total for gross | [5 empty] | 122437.4293
| Sub total for Net | [5 empty] | 60679.9169
| Sub total for Support | [5 empty] | 0
| Net total with support | [5 empty] | 60679.9169

## Site 5679
Project name: | Singtel FY xxxxxx
Revision: | 01
Date: | 19 June, 2012
Item No | Name | Qty | Product Unit | Unit Gross (SGD) | Total Gross (SGD) | Discount (%) | Total Net (SGD) | 1st Year Support (SGD)
1 | NEW PHASE
1.22 | Site 5679 | 1 |  | 83761.342 | 83761.342 | 47.4563 | 44011.3467 | 0
1.22.1 | Additional 1 Sector for LTE 2 1 2 | 1 |  | 64161.4943 | 64161.4943 | 40 | 38496.8966
1.22.1.1 | 1xBatt Shelf | 1 |  | 926.1429 | 926.1429 | 40 | 555.6857
1.22.1.1.1 | Prepared for internal battery back-up one shelf | 1 |  | 926.1429 | 926.1429 | 40 | 555.6857
1.22.1.2 | 1xECU | 1 |  | 1655.4183 | 1655.4183 | 40 | 993.251
1.22.1.2.1 | Extended Cimate System | 1 |  | 1655.4183 | 1655.4183 | 40 | 993.251
1.22.1.3 | 1xPDU | 3 |  | 491.9394 | 1475.8182 | 40 | 885.4909
1.22.1.3.1 | Additional PDU (Power Distribution Unit) for additional RU a | 1 |  | 491.9394 | 491.9394 | 40 | 295.1636
1.22.1.4 | 1xPSU | 4 |  | 313.7654 | 1255.0618 | 40 | 753.0371
1.22.1.4.1 | PSU 230VAC: Power Supply Unit, 230 VAC | 1 |  | 313.7654 | 313.7654 | 40 | 188.2593
1.22.1.5 | 1xRadio Shelf | 1 |  | 666.3441 | 666.3441 | 40 | 399.8064
1.22.1.5.1 | Cabinet Expansion kit from 6 RU to 12 RU (no RU incl.) | 1 |  | 666.3441 | 666.3441 | 40 | 399.8064
1.22.1.6 | Additional 10MHz Bandwidth HWAC | 1 |  | 700.3693 | 700.3693 | 40 | 420.2216
1.22.1.6.1 | Upgrade From 10MHz to 20MHz | 1 |  | 700.3693 | 700.3693 | 40 | 420.2216
1.22.1.7 | Additional Output Power HWAC 20W->40W (per RU) | 4 |  | 967.9358 | 3871.7433 | 40 | 2323.046
1.22.1.7.1 | Output Power HWAC 20W->40W (per RU) | 1 |  | 967.9358 | 967.9358 | 40 | 580.7615
1.22.1.8 | Battery set, 48V/100 Ah,incl.cable set for RBS 6102 (1 piece) | 2 |  | 5209 | 10418 | 40 | 6250.8
1.22.1.8.1 | Battery set, 48V/100 Ah,incl.cable set for RBS 6102 | 1 |  | 5209 | 5209 | 40 | 3125.4
1.22.1.9 | DUL with 63Mbps* (Indoor) | 1 |  | 9312.3647 | 9312.3647 | 40 | 5587.4188
1.22.1.9.1 | Indoor DUL with 63 Mbps | 1 |  | 9312.3647 | 9312.3647 | 40 | 5587.4188
1.22.1.10 | Indoor DUL with 63 Mbps to 127 Mbps | 1 |  | 1980.13 | 1980.13 | 40 | 1188.078
1.22.1.10.1 | Indoor DUL with 63 Mbps to 127 Mbps | 1 |  | 1980.13 | 1980.13 | 40 | 1188.078
1.22.1.11 | LTE-FDD Cell Carrier 10MHz Bandwidth HWAC | 2 |  | 1308.5572 | 2617.1145 | 40 | 1570.2687
1.22.1.11.1 | LTE-FDD Cell Carrier 10MHz Bandwidth HWAC | 1 |  | 1308.5572 | 1308.5572 | 40 | 785.1343
1.22.1.12 | RBS6102 Cabinet Only | 1 |  | 11904.9408 | 11904.9408 | 40 | 7142.9645
1.22.1.12.1 | Additional PDU (Power Distribution Unit) for additional RU a | 1 |  | 491.9394 | 491.9394 | 40 | 295.1636
1.22.1.12.2 | Prepared for internal battery back-up one shelf | 1 |  | 926.1429 | 926.1429 | 40 | 555.6857
1.22.1.12.3 | PSU 230VAC: Power Supply Unit, 230 VAC | 3 |  | 313.7654 | 941.2963 | 40 | 564.7778
1.22.1.12.4 | RBS 6102 Cabinet for up to 6 RU, 230 VAC (no RU, no PSU incl.) | 1 |  | 5940.163 | 5940.163 | 40 | 3564.0978
1.22.1.12.5 | Prepared for internal battery back-up two shelves | 0 |  | 1527.5309 | 0 | 40 | 0
1.22.1.12.6 | BFU, Battery Fuse Unit | 1 |  | 594.8555 | 594.8555 | 40 | 356.9133
1.22.1.12.7 | Battery set, 48V/100 Ah,incl.cable set for RBS 6102 | 0 |  | 5209 | 0 | 40 | 0
1.22.1.12.8 | SAU Support Alarm Unit | 1 |  | 275.4361 | 275.4361 | 40 | 165.2617
1.22.1.12.9 | Service Outlet | 1 |  | 78.1867 | 78.1867 | 40 | 46.912
1.22.1.12.10 | Smoke Detector kit | 1 |  | 823.9017 | 823.9017 | 40 | 494.341
1.22.1.12.11 | External Alarm OVP (8 ports) | 1 |  | 270.6227 | 270.6227 | 40 | 162.3736
1.22.1.12.12 | Door Handle | 0 |  | 119.0755 | 0 | 40 | 0
1.22.1.12.13 | Lifting Eyes | 0 |  | 56.5262 | 0 | 40 | 0
1.22.1.12.14 | Door Lock + key type (Customer Specific) | 1 |  | 212.8868 | 212.8868 | 40 | 127.7321
1.22.1.12.15 | Service Light | 1 |  | 206.8764 | 206.8764 | 40 | 124.1258
1.22.1.12.16 | Adaptor Frame 6102 | 1 |  | 1142.6334 | 1142.6334 | 40 | 685.58
1.22.1.13 | Single Radio Unit RUS 02B3 (1800MHz) 20W HW Activation incl. | 2 |  | 5389.0233 | 10778.0466 | 40 | 6466.828
1.22.1.13.1 | Single Radio Unit RUS 02B3 (1800MHz) 20W HW Activation incl. | 1 |  | 5389.0233 | 5389.0233 | 40 | 3233.414
1.22.1.14 | Single Radio Unit RUS-01B7 (2600MHz) 20W HW Activation incl. | 2 |  | 3300 | 6600 | 40 | 3960
1.22.1.14.1 | Single Radio Unit RUS-01B7 (2600MHz) 20W HW Activation incl. | 1 |  | 3300 | 3300 | 40 | 1980
1.22.2 | 3G 3cc 3rd Carrier: HS on 3rd Carrier | 1 |  | 13011.3719 | 13011.3719 | 88 | 1561.3646
1.22.2.1 | 21 Mbps SW features, per 3HScc (TPCM only) | 1 |  | 2292.1177 | 2292.1177 | 88 | 275.0541
1.22.2.1.1 | FAJ1211328 R1, Enhanced Layer2, 3HScc | 1 |  | 509.3595 | 509.3595 | 88 | 61.1231
1.22.2.1.2 | FAJ1211331 R1, HSDPA 64 QAM, 3HScc | 1 |  | 1782.7582 | 1782.7582 | 88 | 213.931
1.22.2.2 | FAJ1211106 R1, IF/IRAT mobility on HSPA p.3HScc | 1 |  | 303.0689 | 303.0689 | 88 | 36.3683
1.22.2.2.1 | FAJ1211106 R1, IF/IRAT mobility on HSPA, 3HScc | 1 |  | 303.0689 | 303.0689 | 88 | 36.3683
1.22.2.3 | FAJ1211467, HSDPA Inter frequency Load Sharing p.3HScc | 1 |  | 333.6305 | 333.6305 | 88 | 40.0357
1.22.2.3.1 | FAJ1211467 R1, HSDPA Inter freq load sharing, 3HScc | 1 |  | 333.6305 | 333.6305 | 88 | 40.0357
1.22.2.4 | HSDPA up to 32 users per cell, 3HScc (TPCM only) | 1 |  | 1069.6549 | 1069.6549 | 88 | 128.3586
1.22.2.4.1 | FAJ1210398 R1, HSDPA up to 32 users, 3HScc | 1 |  | 1069.6549 | 1069.6549 | 88 | 128.3586
1.22.2.5 | Node B SW features, per 3 HScc (TPCM only) | 1 |  | 9012.9 | 9012.9 | 88 | 1081.548
1.22.2.5.1 | Node B SW features, per 3 HScc | 1 |  | 9012.9 | 9012.9 | 88 | 1081.548
1.22.3 | Additional 1 Sector 2 1 1 1 2 | 1 |  | 6588.4757 | 6588.4757 | 40 | 3953.0854
1.22.3.1 | RBS 6101_Additional 1 Sector of 3cc@20Wpcc | 1 |  | 6588.4757 | 6588.4757 | 40 | 3953.0854
1.22.3.1.1 | PRODUCT PACKAGE/WCDMA Expansions or Upgr (FAP1301603/2) | 1 |  | 6588.4757 | 6588.4757 | 40 | 3953.0854
1.22.3.1.1.1 | Output Power HWAC 20W->40W (per RU) | 1 |  | 967.9358 | 967.9358 | 40 | 580.7615
1.22.3.1.1.2 | Output Power HWAC 40W->60W (per RU) | 1 |  | 967.9358 | 967.9358 | 40 | 580.7615
1.22.3.1.1.3 | Single WCDMA Radio Unit RUW 01 B1 (2100 MHz) 20W HW Activation incl. | 1 |  | 2064.001 | 2064.001 | 40 | 1238.4006
1.22.3.1.1.4 | WCDMA Cell Carrier HWAC | 3 |  | 862.8677 | 2588.6031 | 40 | 1553.1618
| Sub total for gross | [5 empty] | 83761.342
| Sub total for Net | [5 empty] | 44011.3467
| Sub total for Support | [5 empty] | 0
| Net total with support | [5 empty] | 44011.3467

## Site 5283
Project name: | Singtel FY xxxxxx
Revision: | 01
Date: | 19 June, 2012
Item No | Name | Qty | Product Unit | Unit Gross (SGD) | Total Gross (SGD) | Discount (%) | Total Net (SGD) | 1st Year Support (SGD)
1 | NEW PHASE
1.23 | Site 5283 | 1 |  | 125534.0281 | 125534.0281 | 50.1825 | 62537.8761 | 0
1.23.1 | Additional 2 Sector for LTE 1 | 1 |  | 88728.768 | 88728.768 | 40 | 53237.2608
1.23.1.1 | 1xBatt Shelf | 1 |  | 926.1429 | 926.1429 | 40 | 555.6857
1.23.1.1.1 | Prepared for internal battery back-up one shelf | 1 |  | 926.1429 | 926.1429 | 40 | 555.6857
1.23.1.2 | 1xECU | 1 |  | 1655.4183 | 1655.4183 | 40 | 993.251
1.23.1.2.1 | Extended Cimate System | 1 |  | 1655.4183 | 1655.4183 | 40 | 993.251
1.23.1.3 | 1xPDU | 3 |  | 491.9394 | 1475.8182 | 40 | 885.4909
1.23.1.3.1 | Additional PDU (Power Distribution Unit) for additional RU a | 1 |  | 491.9394 | 491.9394 | 40 | 295.1636
1.23.1.4 | 1xPSU | 4 |  | 313.7654 | 1255.0618 | 40 | 753.0371
1.23.1.4.1 | PSU 230VAC: Power Supply Unit, 230 VAC | 1 |  | 313.7654 | 313.7654 | 40 | 188.2593
1.23.1.5 | 1xRadio Shelf | 1 |  | 666.3441 | 666.3441 | 40 | 399.8064
1.23.1.5.1 | Cabinet Expansion kit from 6 RU to 12 RU (no RU incl.) | 1 |  | 666.3441 | 666.3441 | 40 | 399.8064
1.23.1.6 | Additional 10MHz Bandwidth HWAC | 2 |  | 700.3693 | 1400.7386 | 40 | 840.4431
1.23.1.6.1 | Upgrade From 10MHz to 20MHz | 1 |  | 700.3693 | 700.3693 | 40 | 420.2216
1.23.1.7 | Additional Output Power HWAC 20W->40W (per RU) | 8 |  | 967.9358 | 7743.4866 | 40 | 4646.0919
1.23.1.7.1 | Output Power HWAC 20W->40W (per RU) | 1 |  | 967.9358 | 967.9358 | 40 | 580.7615
1.23.1.8 | Battery set, 48V/100 Ah,incl.cable set for RBS 6102 (1 piece) | 2 |  | 5209 | 10418 | 40 | 6250.8
1.23.1.8.1 | Battery set, 48V/100 Ah,incl.cable set for RBS 6102 | 1 |  | 5209 | 5209 | 40 | 3125.4
1.23.1.9 | DUL with 63Mbps* (Indoor) | 1 |  | 9312.3647 | 9312.3647 | 40 | 5587.4188
1.23.1.9.1 | Indoor DUL with 63 Mbps | 1 |  | 9312.3647 | 9312.3647 | 40 | 5587.4188
1.23.1.10 | Indoor DUL with 63 Mbps to 127 Mbps | 1 |  | 1980.13 | 1980.13 | 40 | 1188.078
1.23.1.10.1 | Indoor DUL with 63 Mbps to 127 Mbps | 1 |  | 1980.13 | 1980.13 | 40 | 1188.078
1.23.1.11 | LTE-FDD Cell Carrier 10MHz Bandwidth HWAC | 4 |  | 1308.5572 | 5234.229 | 40 | 3140.5374
1.23.1.11.1 | LTE-FDD Cell Carrier 10MHz Bandwidth HWAC | 1 |  | 1308.5572 | 1308.5572 | 40 | 785.1343
1.23.1.12 | RBS6102 Cabinet Only | 1 |  | 11904.9408 | 11904.9408 | 40 | 7142.9645
1.23.1.12.1 | Additional PDU (Power Distribution Unit) for additional RU a | 1 |  | 491.9394 | 491.9394 | 40 | 295.1636
1.23.1.12.2 | Prepared for internal battery back-up one shelf | 1 |  | 926.1429 | 926.1429 | 40 | 555.6857
1.23.1.12.3 | PSU 230VAC: Power Supply Unit, 230 VAC | 3 |  | 313.7654 | 941.2963 | 40 | 564.7778
1.23.1.12.4 | RBS 6102 Cabinet for up to 6 RU, 230 VAC (no RU, no PSU incl.) | 1 |  | 5940.163 | 5940.163 | 40 | 3564.0978
1.23.1.12.5 | Prepared for internal battery back-up two shelves | 0 |  | 1527.5309 | 0 | 40 | 0
1.23.1.12.6 | BFU, Battery Fuse Unit | 1 |  | 594.8555 | 594.8555 | 40 | 356.9133
1.23.1.12.7 | Battery set, 48V/100 Ah,incl.cable set for RBS 6102 | 0 |  | 5209 | 0 | 40 | 0
1.23.1.12.8 | SAU Support Alarm Unit | 1 |  | 275.4361 | 275.4361 | 40 | 165.2617
1.23.1.12.9 | Service Outlet | 1 |  | 78.1867 | 78.1867 | 40 | 46.912
1.23.1.12.10 | Smoke Detector kit | 1 |  | 823.9017 | 823.9017 | 40 | 494.341
1.23.1.12.11 | External Alarm OVP (8 ports) | 1 |  | 270.6227 | 270.6227 | 40 | 162.3736
1.23.1.12.12 | Door Handle | 0 |  | 119.0755 | 0 | 40 | 0
1.23.1.12.13 | Lifting Eyes | 0 |  | 56.5262 | 0 | 40 | 0
1.23.1.12.14 | Door Lock + key type (Customer Specific) | 1 |  | 212.8868 | 212.8868 | 40 | 127.7321
1.23.1.12.15 | Service Light | 1 |  | 206.8764 | 206.8764 | 40 | 124.1258
1.23.1.12.16 | Adaptor Frame 6102 | 1 |  | 1142.6334 | 1142.6334 | 40 | 685.58
1.23.1.13 | Single Radio Unit RUS 02B3 (1800MHz) 20W HW Activation incl. | 4 |  | 5389.0233 | 21556.0932 | 40 | 12933.6559
1.23.1.13.1 | Single Radio Unit RUS 02B3 (1800MHz) 20W HW Activation incl. | 1 |  | 5389.0233 | 5389.0233 | 40 | 3233.414
1.23.1.14 | Single Radio Unit RUS-01B7 (2600MHz) 20W HW Activation incl. | 4 |  | 3300 | 13200 | 40 | 7920
1.23.1.14.1 | Single Radio Unit RUS-01B7 (2600MHz) 20W HW Activation incl. | 1 |  | 3300 | 3300 | 40 | 1980
1.23.2 | Additional 2 Sector 1 | 1 |  | 9458.1816 | 9458.1816 | 40 | 5674.909
1.23.2.1 | RBS 6101_Additional 2 Sector of 3cc@20Wpcc (Addn 1xPSU, 1xPDU) | 1 |  | 9458.1816 | 9458.1816 | 40 | 5674.909
1.23.2.1.1 | PRODUCT PACKAGE/WCDMA Expansions or Upgr (FAP1301603/2) | 1 |  | 9458.1816 | 9458.1816 | 40 | 5674.909
1.23.2.1.1.1 | Additional PDU (Power Distribution Unit) for additional RU a | 1 |  | 491.9394 | 491.9394 | 40 | 295.1636
1.23.2.1.1.2 | Output Power HWAC 20W->40W (per RU) | 1 |  | 967.9358 | 967.9358 | 40 | 580.7615
1.23.2.1.1.3 | Output Power HWAC 40W->60W (per RU) | 1 |  | 967.9358 | 967.9358 | 40 | 580.7615
1.23.2.1.1.4 | PSU 230VAC: Power Supply Unit, 230 VAC | 1 |  | 313.7654 | 313.7654 | 40 | 188.2593
1.23.2.1.1.5 | Single WCDMA Radio Unit RUW 01 B1 (2100 MHz) 20W HW Activation incl. | 2 |  | 2064.001 | 4128.002 | 40 | 2476.8012
1.23.2.1.1.6 | WCDMA Cell Carrier HWAC | 3 |  | 862.8677 | 2588.6031 | 40 | 1553.1618
1.23.3 | 3G 3cc 2nd Carrier: EUL 18 | 1 |  | 1324.3346 | 1324.3346 | 85.6 | 190.7042
1.23.3.1 | FAJ1211112 R1 EUL Scheduler support for 6 cell carriers p.Node | 1 |  | 1324.3346 | 1324.3346 | 85.6 | 190.7042
1.23.3.1.1 | FAJ1211112 R1, EUL Scheduler support for 6 cell carriers, Node | 1 |  | 1324.3346 | 1324.3346 | 85.6 | 190.7042
1.23.4 | 3G 3cc 2nd Carrier: For HSDPA IFLS 18 | 1 |  | 333.6305 | 333.6305 | 85.6 | 48.0428
1.23.4.1 | FAJ1211467, HSDPA Inter frequency Load Sharing p.3HScc | 1 |  | 333.6305 | 333.6305 | 85.6 | 48.0428
1.23.4.1.1 | FAJ1211467 R1, HSDPA Inter freq load sharing, 3HScc | 1 |  | 333.6305 | 333.6305 | 85.6 | 48.0428
1.23.5 | 3G 3cc 3rd Carrier: HS on 3rd Carrier 3 | 1 |  | 13011.3719 | 13011.3719 | 88 | 1561.3646
1.23.5.1 | 21 Mbps SW features, per 3HScc (TPCM only) | 1 |  | 2292.1177 | 2292.1177 | 88 | 275.0541
1.23.5.1.1 | FAJ1211328 R1, Enhanced Layer2, 3HScc | 1 |  | 509.3595 | 509.3595 | 88 | 61.1231
1.23.5.1.2 | FAJ1211331 R1, HSDPA 64 QAM, 3HScc | 1 |  | 1782.7582 | 1782.7582 | 88 | 213.931
1.23.5.2 | FAJ1211106 R1, IF/IRAT mobility on HSPA p.3HScc | 1 |  | 303.0689 | 303.0689 | 88 | 36.3683
1.23.5.2.1 | FAJ1211106 R1, IF/IRAT mobility on HSPA, 3HScc | 1 |  | 303.0689 | 303.0689 | 88 | 36.3683
1.23.5.3 | FAJ1211467, HSDPA Inter frequency Load Sharing p.3HScc | 1 |  | 333.6305 | 333.6305 | 88 | 40.0357
1.23.5.3.1 | FAJ1211467 R1, HSDPA Inter freq load sharing, 3HScc | 1 |  | 333.6305 | 333.6305 | 88 | 40.0357
1.23.5.4 | HSDPA up to 32 users per cell, 3HScc (TPCM only) | 1 |  | 1069.6549 | 1069.6549 | 88 | 128.3586
1.23.5.4.1 | FAJ1210398 R1, HSDPA up to 32 users, 3HScc | 1 |  | 1069.6549 | 1069.6549 | 88 | 128.3586
1.23.5.5 | Node B SW features, per 3 HScc (TPCM only) | 1 |  | 9012.9 | 9012.9 | 88 | 1081.548
1.23.5.5.1 | Node B SW features, per 3 HScc | 1 |  | 9012.9 | 9012.9 | 88 | 1081.548
1.23.6 | 3G 3cc 2nd Carrier: Existing 3HScc SW Features 18 | 1 |  | 12677.7415 | 12677.7415 | 85.6 | 1825.5948
1.23.6.1 | 21 Mbps SW features, per 3HScc (TPCM only) | 1 |  | 2292.1177 | 2292.1177 | 85.6 | 330.0649
1.23.6.1.1 | FAJ1211328 R1, Enhanced Layer2, 3HScc | 1 |  | 509.3595 | 509.3595 | 85.6 | 73.3478
1.23.6.1.2 | FAJ1211331 R1, HSDPA 64 QAM, 3HScc | 1 |  | 1782.7582 | 1782.7582 | 85.6 | 256.7172
1.23.6.2 | FAJ1211106 R1, IF/IRAT mobility on HSPA p.3HScc | 1 |  | 303.0689 | 303.0689 | 85.6 | 43.6419
1.23.6.2.1 | FAJ1211106 R1, IF/IRAT mobility on HSPA, 3HScc | 1 |  | 303.0689 | 303.0689 | 85.6 | 43.6419
1.23.6.3 | HSDPA up to 32 users per cell, 3HScc (TPCM only) | 1 |  | 1069.6549 | 1069.6549 | 85.6 | 154.0303
1.23.6.3.1 | FAJ1210398 R1, HSDPA up to 32 users, 3HScc | 1 |  | 1069.6549 | 1069.6549 | 85.6 | 154.0303
1.23.6.4 | Node B SW features, per 3 HScc (TPCM only) | 1 |  | 9012.9 | 9012.9 | 85.6 | 1297.8576
1.23.6.4.1 | Node B SW features, per 3 HScc | 1 |  | 9012.9 | 9012.9 | 85.6 | 1297.8576
| Sub total for gross | [5 empty] | 125534.0281
| Sub total for Net | [5 empty] | 62537.8761
| Sub total for Support | [5 empty] | 0
| Net total with support | [5 empty] | 62537.8761

## Site 5087
Project name: | Singtel FY xxxxxx
Revision: | 01
Date: | 19 June, 2012
Item No | Name | Qty | Product Unit | Unit Gross (SGD) | Total Gross (SGD) | Discount (%) | Total Net (SGD) | 1st Year Support (SGD)
1 | NEW PHASE
1.24 | Site 5087 | 1 |  | 125861.9282 | 125861.9282 | 50.156 | 62734.6162 | 0
1.24.1 | Additional 2 Sector For LTE 2 | 1 |  | 66660.1697 | 66660.1697 | 40 | 39996.1018
1.24.1.1 | 2F LC-LC SM RRUS02, RRUS11 5M | 1 |  | 37.44 | 37.44 | 40 | 22.464
1.24.1.1.1 | 2F LC-LC SM RRUS02, RRUS11 5M | 1 |  | 37.44 | 37.44 | 40 | 22.464
1.24.1.2 | Additional 10MHz Bandwidth HWAC | 2 |  | 700.3693 | 1400.7386 | 40 | 840.4431
1.24.1.2.1 | Upgrade From 10MHz to 20MHz | 1 |  | 700.3693 | 700.3693 | 40 | 420.2216
1.24.1.3 | Additional Output Power HWAC 20W->40W (per RU) | 6 |  | 967.9358 | 5807.6149 | 40 | 3484.569
1.24.1.3.1 | Output Power HWAC 20W->40W (per RU) | 1 |  | 967.9358 | 967.9358 | 40 | 580.7615
1.24.1.4 | Additional Output Power HWAC 40W->60W (per RU) | 2 |  | 967.9358 | 1935.8716 | 40 | 1161.523
1.24.1.4.1 | Output Power HWAC 40W->60W (per RU) | 1 |  | 967.9358 | 967.9358 | 40 | 580.7615
1.24.1.5 | Alarm Cable, Spooled Cable, 10m | 1 |  | 20.06 | 20.06 | 40 | 12.036
1.24.1.5.1 | Alarm Cable, Spooled Cable, 10m | 1 |  | 20.06 | 20.06 | 40 | 12.036
1.24.1.6 | Double-mount kit to attach one BU to one MU | 1 |  | 40.11 | 40.11 | 40 | 24.066
1.24.1.6.1 | Double-mount kit to attach one BU to one MU | 1 |  | 40.11 | 40.11 | 40 | 24.066
1.24.1.7 | Dual-TX RRUS-12B3 (1800MHz) -48VDC, 10W+10W HW Activation incl. | 2 |  | 10160.4482 | 20320.8965 | 40 | 12192.5379
1.24.1.7.1 | Dual-TX RRUS-12B3 (1800MHz) -48VDC, 10W+10W HW Activation incl. | 1 |  | 10160.4482 | 10160.4482 | 40 | 6096.2689
1.24.1.8 | DUL with 63Mbps* (Indoor) | 1 |  | 9312.3647 | 9312.3647 | 40 | 5587.4188
1.24.1.8.1 | Indoor DUL with 63 Mbps | 1 |  | 9312.3647 | 9312.3647 | 40 | 5587.4188
1.24.1.9 | Indoor DUL with 63 Mbps to 127 Mbps | 1 |  | 1980.13 | 1980.13 | 40 | 1188.078
1.24.1.9.1 | Indoor DUL with 63 Mbps to 127 Mbps | 1 |  | 1980.13 | 1980.13 | 40 | 1188.078
1.24.1.10 | LTE-FDD Cell Carrier 10MHz Bandwidth HWAC | 4 |  | 1308.5572 | 5234.229 | 40 | 3140.5374
1.24.1.10.1 | LTE-FDD Cell Carrier 10MHz Bandwidth HWAC | 1 |  | 1308.5572 | 1308.5572 | 40 | 785.1343
1.24.1.11 | NSB Battery, 48V/13Ah For PBC-02 | 5 |  | 452 | 2260 | 40 | 1356
1.24.1.11.1 | Battery 48V / 12 Ah | 1 |  | 452 | 452 | 40 | 271.2
1.24.1.12 | OPTICAL TRANSCEIVER/TRX SM CPRI 614.4-24 | 4 |  | 28.6 | 114.4 | 40 | 68.64
1.24.1.12.1 | OPTICAL TRANSCEIVER/TRX SM CPRI 614.4-24 | 1 |  | 28.6 | 28.6 | 40 | 17.16
1.24.1.13 | PBC-02 BU2 prepared for 2 x 12 Ah battery | 2 |  | 1107.3 | 2214.6 | 40 | 1328.76
1.24.1.13.1 | PBC-02 BU2 prepared for 2 x 12 Ah battery | 1 |  | 1107.3 | 1107.3 | 40 | 664.38
1.24.1.14 | PBC-02 MU2 ( 1200 W) incl. sunshield | 1 |  | 2358.3344 | 2358.3344 | 40 | 1415.0006
1.24.1.14.1 | PBC-02 MU2 ( 1200 W) incl. sunshield | 1 |  | 2358.3344 | 2358.3344 | 40 | 1415.0006
1.24.1.15 | POLE MOUNTING FIXTURE CEU | 2 |  | 27.17 | 54.34 | 40 | 32.604
1.24.1.15.1 | POLE MOUNTING FIXTURE CEU | 1 |  | 27.17 | 27.17 | 40 | 16.302
1.24.1.16 | Pole Mounting Kits, PBC-02 | 2 |  | 184.52 | 369.04 | 40 | 221.424
1.24.1.16.1 | Pole Mounting Kits, PBC-02 | 1 |  | 184.52 | 184.52 | 40 | 110.712
1.24.1.17 | Single Radio Unit RUS-01B7 (2600MHz) 20W HW Activation incl. | 4 |  | 3300 | 13200 | 40 | 7920
1.24.1.17.1 | Single Radio Unit RUS-01B7 (2600MHz) 20W HW Activation incl. | 1 |  | 3300 | 3300 | 40 | 1980
1.24.2 | Additional 2 Sector 1 1 | 1 |  | 31854.68 | 31854.68 | 40 | 19112.808
1.24.2.1 | RBS 3106_Additional 2 Sector of 3cc@30Wpcc | 1 |  | 31854.68 | 31854.68 | 40 | 19112.808
1.24.2.1.1 | PRODUCT PACKAGE/WCDMA RBS 3206/3106 (FAP130731) | 1 |  | 31854.68 | 31854.68 | 40 | 19112.808
1.24.2.1.1.1 | 1 Dual carrier/sector exp. 60W (RU22, FU12 kit) 2100 | 4 |  | 7663.37 | 30653.48 | 40 | 18392.088
1.24.2.1.1.2 | PSU AC | 2 |  | 600.6 | 1201.2 | 40 | 720.72
1.24.3 | 3G 3cc 2nd Carrier: EUL 18 1 | 1 |  | 1324.3346 | 1324.3346 | 85.6 | 190.7042
1.24.3.1 | FAJ1211112 R1 EUL Scheduler support for 6 cell carriers p.Node | 1 |  | 1324.3346 | 1324.3346 | 85.6 | 190.7042
1.24.3.1.1 | FAJ1211112 R1, EUL Scheduler support for 6 cell carriers, Node | 1 |  | 1324.3346 | 1324.3346 | 85.6 | 190.7042
1.24.4 | 3G 3cc 2nd Carrier: For HSDPA IFLS 18 1 | 1 |  | 333.6305 | 333.6305 | 85.6 | 48.0428
1.24.4.1 | FAJ1211467, HSDPA Inter frequency Load Sharing p.3HScc | 1 |  | 333.6305 | 333.6305 | 85.6 | 48.0428
1.24.4.1.1 | FAJ1211467 R1, HSDPA Inter freq load sharing, 3HScc | 1 |  | 333.6305 | 333.6305 | 85.6 | 48.0428
1.24.5 | 3G 3cc 3rd Carrier: HS on 3rd Carrier 3 1 | 1 |  | 13011.3719 | 13011.3719 | 88 | 1561.3646
1.24.5.1 | 21 Mbps SW features, per 3HScc (TPCM only) | 1 |  | 2292.1177 | 2292.1177 | 88 | 275.0541
1.24.5.1.1 | FAJ1211328 R1, Enhanced Layer2, 3HScc | 1 |  | 509.3595 | 509.3595 | 88 | 61.1231
1.24.5.1.2 | FAJ1211331 R1, HSDPA 64 QAM, 3HScc | 1 |  | 1782.7582 | 1782.7582 | 88 | 213.931
1.24.5.2 | FAJ1211106 R1, IF/IRAT mobility on HSPA p.3HScc | 1 |  | 303.0689 | 303.0689 | 88 | 36.3683
1.24.5.2.1 | FAJ1211106 R1, IF/IRAT mobility on HSPA, 3HScc | 1 |  | 303.0689 | 303.0689 | 88 | 36.3683
1.24.5.3 | FAJ1211467, HSDPA Inter frequency Load Sharing p.3HScc | 1 |  | 333.6305 | 333.6305 | 88 | 40.0357
1.24.5.3.1 | FAJ1211467 R1, HSDPA Inter freq load sharing, 3HScc | 1 |  | 333.6305 | 333.6305 | 88 | 40.0357
1.24.5.4 | HSDPA up to 32 users per cell, 3HScc (TPCM only) | 1 |  | 1069.6549 | 1069.6549 | 88 | 128.3586
1.24.5.4.1 | FAJ1210398 R1, HSDPA up to 32 users, 3HScc | 1 |  | 1069.6549 | 1069.6549 | 88 | 128.3586
1.24.5.5 | Node B SW features, per 3 HScc (TPCM only) | 1 |  | 9012.9 | 9012.9 | 88 | 1081.548
1.24.5.5.1 | Node B SW features, per 3 HScc | 1 |  | 9012.9 | 9012.9 | 88 | 1081.548
1.24.6 | 3G 3cc 2nd Carrier: Existing 3HScc SW Features 18 1 | 1 |  | 12677.7415 | 12677.7415 | 85.6 | 1825.5948
1.24.6.1 | 21 Mbps SW features, per 3HScc (TPCM only) | 1 |  | 2292.1177 | 2292.1177 | 85.6 | 330.0649
1.24.6.1.1 | FAJ1211328 R1, Enhanced Layer2, 3HScc | 1 |  | 509.3595 | 509.3595 | 85.6 | 73.3478
1.24.6.1.2 | FAJ1211331 R1, HSDPA 64 QAM, 3HScc | 1 |  | 1782.7582 | 1782.7582 | 85.6 | 256.7172
1.24.6.2 | FAJ1211106 R1, IF/IRAT mobility on HSPA p.3HScc | 1 |  | 303.0689 | 303.0689 | 85.6 | 43.6419
1.24.6.2.1 | FAJ1211106 R1, IF/IRAT mobility on HSPA, 3HScc | 1 |  | 303.0689 | 303.0689 | 85.6 | 43.6419
1.24.6.3 | HSDPA up to 32 users per cell, 3HScc (TPCM only) | 1 |  | 1069.6549 | 1069.6549 | 85.6 | 154.0303
1.24.6.3.1 | FAJ1210398 R1, HSDPA up to 32 users, 3HScc | 1 |  | 1069.6549 | 1069.6549 | 85.6 | 154.0303
1.24.6.4 | Node B SW features, per 3 HScc (TPCM only) | 1 |  | 9012.9 | 9012.9 | 85.6 | 1297.8576
1.24.6.4.1 | Node B SW features, per 3 HScc | 1 |  | 9012.9 | 9012.9 | 85.6 | 1297.8576
| Sub total for gross | [5 empty] | 125861.9282
| Sub total for Net | [5 empty] | 62734.6162
| Sub total for Support | [5 empty] | 0
| Net total with support | [5 empty] | 62734.6162

## Site 5042
Project name: | Singtel FY xxxxxx
Revision: | 01
Date: | 19 June, 2012
Item No | Name | Qty | Product Unit | Unit Gross (SGD) | Total Gross (SGD) | Discount (%) | Total Net (SGD) | 1st Year Support (SGD)
1 | NEW PHASE
1.25 | Site 5042 | 1 |  | 43398.3152 | 43398.3152 | 42.2119 | 25079.0503 | 0
1.25.1 | 3G 3G Batteries | 1 |  | 2153.15 | 2153.15 | 40 | 1291.89
1.25.1.1 | NSB Std Battery Set, 48V/170Ah For SSC-02 (1 Set) | 1 |  | 2153.15 | 2153.15 | 40 | 1291.89
1.25.1.1.1 | Battery Set, 48V/170 Ah (NSB Std) | 1 |  | 2153.15 | 2153.15 | 40 | 1291.89
1.25.2 | 3G Change-out RBS6601 with SSC-02 1x2 30Wpcc 1xDUW 1 | 1 |  | 23769.4163 | 23769.4163 | 40 | 14261.6498
1.25.2.1 | DUW BB HW Activation Fee CE DL p.16CE | 4 |  | 214.5295 | 858.1179 | 40 | 514.8708
1.25.2.1.1 | WCDMA CE DL HWAC (per 16CE) | 1 |  | 214.5295 | 214.5295 | 40 | 128.7177
1.25.2.2 | DUW BB HW Activation Fee CE UL p.16CE | 8 |  | 214.5295 | 1716.2358 | 40 | 1029.7415
1.25.2.2.1 | WCDMA CE UL HWAC (per 16CE) | 1 |  | 214.5295 | 214.5295 | 40 | 128.7177
1.25.2.3 | RBS6601 WCDMA No RRUW DUW20 (0UL/0DL/15Code)_IPRAN_Rev A | 1 |  | 11176.7125 | 11176.7125 | 40 | 6706.0275
1.25.2.3.1 | Digital Unit DUW 20 Basic HW Module (excl.HWA, SFP) | 1 |  | 7211.7153 | 7211.7153 | 40 | 4327.0292
1.25.2.3.2 | Main Unit - 48 V DC Power cable 2m | 1 |  | 33.99 | 33.99 | 40 | 20.394
1.25.2.3.3 | SFP 1000BASE-LX40 DUAL RATE 1.25 40km for DUx | 1 |  | 537.6417 | 537.6417 | 40 | 322.585
1.25.2.3.4 | RBS 6601 Main Unit, -48 VDC (no Digital Unit incl.) | 1 |  | 1625.8755 | 1625.8755 | 40 | 975.5253
1.25.2.3.5 | Digital Unit DUW 30 Basic HW Module (excl.HWA, SFP) | 0 |  | 10880.4661 | 0 | 40 | 0
1.25.2.3.6 | WCDMA CE DL HWAC (per 16CE) | 0 |  | 214.5295 | 0 | 40 | 0
1.25.2.3.7 | WCDMA CE UL HWAC (per 16CE) | 0 |  | 214.5295 | 0 | 40 | 0
1.25.2.3.8 | WCDMA HS Codes HWAC (per 5HS-Codes) | 3 |  | 256.7299 | 770.1897 | 40 | 462.1138
1.25.2.3.9 | DUW Optional IP Optical Interface HWAC | 1 |  | 997.3004 | 997.3004 | 40 | 598.3802
1.25.2.4 | SSC-02 for OD RBS6601 2 Rectifier_2MU (No batteries) | 1 |  | 10018.35 | 10018.35 | 40 | 6011.01
1.25.2.4.1 | PRODUCT PACKAGE/Power system; (SSC-02) (FAP1301878) | 1 |  | 10018.35 | 10018.35 | 40 | 6011.01
1.25.2.4.1.1 | 2.0 kW rectifier, PBC 6200 | 1 |  | 213.07 | 213.07 | 40 | 127.842
1.25.2.4.1.2 | Distribution CB 2-32A | 6 |  | 15.02 | 90.12 | 40 | 54.072
1.25.2.4.1.3 | Door Handle | 1 |  | 91.39 | 91.39 | 40 | 54.834
1.25.2.4.1.4 | Lifting Eye Bolt Set | 1 |  | 11.44 | 11.44 | 40 | 6.864
1.25.2.4.1.5 | Power and external alarm cable for RBS MU | 1 |  | 27.03 | 27.03 | 40 | 16.218
1.25.2.4.1.6 | RRU SPD protection Kit | 4 |  | 54.81 | 219.24 | 40 | 131.544
1.25.2.4.1.7 | SSC-02 for < 4 rectifiers | 1 |  | 9009.01 | 9009.01 | 40 | 5405.406
1.25.2.4.1.8 | Service outlet | 1 |  | 90.09 | 90.09 | 40 | 54.054
1.25.2.4.1.9 | Standard Door Lock/Key | 1 |  | 121.31 | 121.31 | 40 | 72.786
1.25.2.4.1.10 | Web interface board | 1 |  | 145.65 | 145.65 | 40 | 87.39
1.25.3 | 3G RBS6601 1x2 to 1x3 20Wpcc Additional DUW30(Addi 1 | 1 |  | 15392.4687 | 15392.4687 | 40 | 9235.4812
1.25.3.1 | DUW BB HW Activation Fee HS Codes p.5 HS-codes | 3 |  | 256.7299 | 770.1897 | 40 | 462.1138
1.25.3.1.1 | WCDMA HS Codes HWAC (per 5HS-Codes) | 1 |  | 256.7299 | 256.7299 | 40 | 154.0379
1.25.3.2 | RBS6601 WCDMA 1x2 30Wpcc to 1x3 20Wpcc_DUW20/30(0UL/0DL/15Code) Rev A | 1 |  | 14622.279 | 14622.279 | 40 | 8773.3674
1.25.3.2.1 | Digital Unit DUW 30 Basic HW Module (excl.HWA, SFP) | 1 |  | 10880.4661 | 10880.4661 | 40 | 6528.2796
1.25.3.2.2 | Main Unit - 48 V DC Power cable 2m | 1 |  | 33.99 | 33.99 | 40 | 20.394
1.25.3.2.3 | RBS 6601 Main Unit, -48 VDC (no Digital Unit incl.) | 1 |  | 1625.8755 | 1625.8755 | 40 | 975.5253
1.25.3.2.4 | WCDMA Cell Carrier HWAC | 1 |  | 862.8677 | 862.8677 | 40 | 517.7206
1.25.3.2.5 | Kit for interconnection of 2 DUW units | 1 |  | 448.89 | 448.89 | 40 | 269.334
1.25.3.2.6 | WCDMA CE DL HWAC (per 16CE) | 0 |  | 214.5295 | 0 | 40 | 0
1.25.3.2.7 | WCDMA CE UL HWAC (per 16CE) | 0 |  | 214.5295 | 0 | 40 | 0
1.25.3.2.8 | WCDMA HS Codes HWAC (per 5HS-Codes) | 3 |  | 256.7299 | 770.1897 | 40 | 462.1138
1.25.4 | 3G 3cc 1st Carrier: For HSDPA IFLS 4 | 1 |  | 333.6305 | 333.6305 | 76 | 80.0713
1.25.4.1 | FAJ1211467, HSDPA Inter frequency Load Sharing p.3HScc | 1 |  | 333.6305 | 333.6305 | 76 | 80.0713
1.25.4.1.1 | FAJ1211467 R1, HSDPA Inter freq load sharing, 3HScc | 1 |  | 333.6305 | 333.6305 | 76 | 80.0713
1.25.5 | 3G 3cc 3rd Carrier: EUL 3 | 1 |  | 1749.6498 | 1749.6498 | 88 | 209.958
1.25.5.1 | FAJ1211518 R1, EUL for large RBS configurations p.Node | 1 |  | 1749.6498 | 1749.6498 | 88 | 209.958
1.25.5.1.1 | FAJ1211518 R1, EUL for large RBS configurations, Node | 1 |  | 1749.6498 | 1749.6498 | 88 | 209.958
| Sub total for gross | [5 empty] | 43398.3152
| Sub total for Net | [5 empty] | 25079.0503
| Sub total for Support | [5 empty] | 0
| Net total with support | [5 empty] | 25079.0503

## Site 5143
Project name: | Singtel FY xxxxxx
Revision: | 01
Date: | 19 June, 2012
Item No | Name | Qty | Product Unit | Unit Gross (SGD) | Total Gross (SGD) | Discount (%) | Total Net (SGD) | 1st Year Support (SGD)
1 | NEW PHASE
1.26 | Site 5143 | 1 |  | 62092.542 | 62092.542 | 41.546 | 36295.5863 | 0
1.26.1 | 2G RBS6201 1xRUS 1xDUG20 Co-site 3G 1 | 1 |  | 19566.1694 | 19566.1694 | 40 | 11739.7017
1.26.1.1 | Parts for RBS6201 External Alarm | 1 |  | 709.71 | 709.71 | 40 | 425.826
1.26.1.1.1 | PRODUCT PACKAGE/RBS DF-OVP for indoor RB (FAP1300289) | 1 |  | 709.71 | 709.71 | 40 | 425.826
1.26.1.1.1.1 | DISTRIBUTION FRAME/DF-OVP FOR GSM & WCDM | 1 |  | 96.1 | 96.1 | 40 | 57.66
1.26.1.1.1.2 | OVP kit, 8 Ext Alarm for SAU | 1 |  | 84.08 | 84.08 | 40 | 50.448
1.26.1.1.1.3 | SAU kit, DF-OVP V2, 10m | 1 |  | 529.53 | 529.53 | 40 | 317.718
1.26.1.2 | RBS6201 1xRUS_1xDUG20_Stand-Alone (No TRX_No Power HWAC) | 2 |  | 9132.2297 | 18264.4594 | 40 | 10958.6757
1.26.1.2.1 | BFU, Battery Fuse Unit | 1 |  | 594.8555 | 594.8555 | 40 | 356.9133
1.26.1.2.2 | Fastening Screws for concrete (BF or cabinet) | 0 |  | 36.0881 | 0 | 40 | 0
1.26.1.2.3 | Base Frame 6201 | 1 |  | 227.3271 | 227.3271 | 40 | 136.3963
1.26.1.2.4 | RBS 6201 Cabinet for up to 6 RU, 230 VAC (no RU, no PSU incl.) | 1 |  | 2631.3511 | 2631.3511 | 40 | 1578.8106
1.26.1.2.5 | Output Power HWAC 20W->40W (per RU) | 0 |  | 967.9358 | 0 | 40 | 0
1.26.1.2.6 | PSU 230VAC: Power Supply Unit, 230 VAC | 2 |  | 313.7654 | 627.5309 | 40 | 376.5185
1.26.1.2.7 | Single Radio Unit RUS 01B8 (900E MHz) 20W HW Activation incl. | 1 |  | 3158.4872 | 3158.4872 | 40 | 1895.0923
1.26.1.2.8 | Output Power HWAC 40W->60W (per RU) | 0 |  | 967.9358 | 0 | 40 | 0
1.26.1.2.9 | Digital Unit DUG 20 Basic HW Module (excl.Activation Keys) for E1/T1 | 1 |  | 1400.7386 | 1400.7386 | 40 | 840.4431
1.26.1.2.10 | Additional PDU (Power Distribution Unit) for additional RU a | 1 |  | 491.9394 | 491.9394 | 40 | 295.1636
1.26.1.2.11 | GSM Cell Carrier (TRX equiv.) HWAC | 0 |  | 508.0861 | 0 | 40 | 0
1.26.1.3 | SAU for RBS6201 | 1 |  | 592 | 592 | 40 | 355.2
1.26.1.3.1 | PRODUCT PACKAGE/SP RBS 6102 Large Outdoo (FAP1302026) | 1 |  | 592 | 592 | 40 | 355.2
1.26.1.3.1.1 | SAU;Support Alarm Unit | 1 |  | 592 | 592 | 40 | 355.2
1.26.2 | 2G TRX & Power HWAC for Co-site 3G 1 | 1 |  | 4936.1518 | 4936.1518 | 40 | 2961.6911
1.26.2.1 | Additional Output Power HWAC 20W->40W (per RU) | 1 |  | 967.9358 | 967.9358 | 40 | 580.7615
1.26.2.1.1 | Output Power HWAC 20W->40W (per RU) | 1 |  | 967.9358 | 967.9358 | 40 | 580.7615
1.26.2.2 | Additional Output Power HWAC 40W->60W (per RU) | 1 |  | 967.9358 | 967.9358 | 40 | 580.7615
1.26.2.2.1 | Output Power HWAC 40W->60W (per RU) | 1 |  | 967.9358 | 967.9358 | 40 | 580.7615
1.26.2.3 | Additional Output Power HWAC 60W->80W (per RU) | 1 |  | 967.9358 | 967.9358 | 40 | 580.7615
1.26.2.3.1 | Output Power HWAC 60W->80W (per RU) | 1 |  | 967.9358 | 967.9358 | 40 | 580.7615
1.26.2.4 | GSM TRX HWAC | 4 |  | 508.0861 | 2032.3443 | 40 | 1219.4066
1.26.2.4.1 | GSM Cell Carrier (TRX equiv.) HWAC | 1 |  | 508.0861 | 508.0861 | 40 | 304.8516
1.26.3 | Batteries 3 1 | 1 |  | 2719.84 | 2719.84 | 40 | 1631.904
1.26.3.1 | Battery set, 48V/100 Ah (NSB) for BBS 6201 (1 piece) | 1 |  | 1419 | 1419 | 40 | 851.4
1.26.3.1.1 | Battery set, 48V/100 Ah (NSB) | 1 |  | 1419 | 1419 | 40 | 851.4
1.26.3.2 | BBS6201-No Batt. | 1 |  | 1300.84 | 1300.84 | 40 | 780.504
1.26.3.2.1 | RBS 6201 interface | 1 |  | 290.63 | 290.63 | 40 | 174.378
1.26.3.2.2 | RBS DC cable, 20 m (< 2x10m), 50 mm2 | 1 |  | 297 | 297 | 40 | 178.2
1.26.3.2.3 | Battery set, 48V/100 Ah (NSB) | 0 |  | 1419 | 0 | 40 | 0
1.26.3.2.4 | Compact rack with PCU-DC | 1 |  | 713.21 | 713.21 | 40 | 427.926
1.26.4 | 3G Change-out RBS6201 1x2 30Wpcc 1xDUW20(15HS code 1 | 1 |  | 19503.3872 | 19503.3872 | 40 | 11702.0323
1.26.4.1 | DUW BB HW Activation Fee CE DL p.16CE | 4 |  | 214.5295 | 858.1179 | 40 | 514.8708
1.26.4.1.1 | WCDMA CE DL HWAC (per 16CE) | 1 |  | 214.5295 | 214.5295 | 40 | 128.7177
1.26.4.2 | DUW BB HW Activation Fee CE UL p.16CE | 9 |  | 214.5295 | 1930.7653 | 40 | 1158.4592
1.26.4.2.1 | WCDMA CE UL HWAC (per 16CE) | 1 |  | 214.5295 | 214.5295 | 40 | 128.7177
1.26.4.3 | RBS6201 WCDMA 1x2 30Wpcc_DUW20(0UL/0DL/15Code)_Rev A (Exclude Cabinet) | 1 |  | 16714.504 | 16714.504 | 40 | 10028.7024
1.26.4.3.1 | RBS 6201 Cabinet for up to 6 RU, 230 VAC (no RU, no PSU incl.) | 0 |  | 2631.3511 | 0 | 40 | 0
1.26.4.3.2 | Additional PDU (Power Distribution Unit) for additional RU a | 1 |  | 491.9394 | 491.9394 | 40 | 295.1636
1.26.4.3.3 | Fastening Screws for concrete (BF or cabinet) | 0 |  | 36.0881 | 0 | 40 | 0
1.26.4.3.4 | SFP 1000BASE-LX40 DUAL RATE 1.25 40km for DUx | 1 |  | 537.6417 | 537.6417 | 40 | 322.585
1.26.4.3.5 | PSU 230VAC: Power Supply Unit, 230 VAC | 1 |  | 313.7654 | 313.7654 | 40 | 188.2593
1.26.4.3.6 | Cabinet Expansion kit from 6 RU to 12 RU (no RU incl.) | 1 |  | 666.3441 | 666.3441 | 40 | 399.8064
1.26.4.3.7 | Output Power HWAC 20W->40W (per RU) | 1 |  | 967.9358 | 967.9358 | 40 | 580.7615
1.26.4.3.8 | Output Power HWAC 40W->60W (per RU) | 1 |  | 967.9358 | 967.9358 | 40 | 580.7615
1.26.4.3.9 | WCDMA Cell Carrier HWAC | 2 |  | 862.8677 | 1725.7354 | 40 | 1035.4412
1.26.4.3.10 | Single WCDMA Radio Unit RUW 01 B1 (2100 MHz) 20W HW Activation incl. | 1 |  | 2064.001 | 2064.001 | 40 | 1238.4006
1.26.4.3.11 | Digital Unit DUW 20 Basic HW Module (excl.HWA, SFP) | 1 |  | 7211.7153 | 7211.7153 | 40 | 4327.0292
1.26.4.3.12 | WCDMA CE DL HWAC (per 16CE) | 0 |  | 214.5295 | 0 | 40 | 0
1.26.4.3.13 | WCDMA CE UL HWAC (per 16CE) | 0 |  | 214.5295 | 0 | 40 | 0
1.26.4.3.14 | WCDMA HS Codes HWAC (per 5HS-Codes) | 3 |  | 256.7299 | 770.1897 | 40 | 462.1138
1.26.4.3.15 | DUW Optional IP Optical Interface HWAC | 1 |  | 997.3004 | 997.3004 | 40 | 598.3802
1.26.4.3.16 | BFU, Battery Fuse Unit | 0 |  | 594.8555 | 0 | 40 | 0
1.26.4.3.17 | Base Frame 6201 | 0 |  | 227.3271 | 0 | 40 | 0
1.26.5 | 3G RBS6201 1x2 to 1x3 20Wpcc Additional DUW30(Addi 1 | 1 |  | 13283.7132 | 13283.7132 | 40 | 7970.2279
1.26.5.1 | DUW BB HW Activation Fee HS Codes p.5 HS-codes | 3 |  | 256.7299 | 770.1897 | 40 | 462.1138
1.26.5.1.1 | WCDMA HS Codes HWAC (per 5HS-Codes) | 1 |  | 256.7299 | 256.7299 | 40 | 154.0379
1.26.5.2 | RBS6201 WCDMA 1x2 30Wpcc to 1x3 20Wpcc_DUW20/30(0UL/0DL/15Code)_Rev A | 1 |  | 12513.5235 | 12513.5235 | 40 | 7508.1141
1.26.5.2.1 | Digital Unit DUW 30 Basic HW Module (excl.HWA, SFP) | 1 |  | 10880.4661 | 10880.4661 | 40 | 6528.2796
1.26.5.2.2 | WCDMA Cell Carrier HWAC | 1 |  | 862.8677 | 862.8677 | 40 | 517.7206
1.26.5.2.3 | WCDMA HS Codes HWAC (per 5HS-Codes) | 3 |  | 256.7299 | 770.1897 | 40 | 462.1138
1.26.6 | 3G 3cc 1st Carrier: For HSDPA IFLS 4 2 | 1 |  | 333.6305 | 333.6305 | 76 | 80.0713
1.26.6.1 | FAJ1211467, HSDPA Inter frequency Load Sharing p.3HScc | 1 |  | 333.6305 | 333.6305 | 76 | 80.0713
1.26.6.1.1 | FAJ1211467 R1, HSDPA Inter freq load sharing, 3HScc | 1 |  | 333.6305 | 333.6305 | 76 | 80.0713
1.26.7 | 3G 3cc 3rd Carrier: EUL 3 2 | 1 |  | 1749.6498 | 1749.6498 | 88 | 209.958
1.26.7.1 | FAJ1211518 R1, EUL for large RBS configurations p.Node | 1 |  | 1749.6498 | 1749.6498 | 88 | 209.958
1.26.7.1.1 | FAJ1211518 R1, EUL for large RBS configurations, Node | 1 |  | 1749.6498 | 1749.6498 | 88 | 209.958
| Sub total for gross | [5 empty] | 62092.542
| Sub total for Net | [5 empty] | 36295.5863
| Sub total for Support | [5 empty] | 0
| Net total with support | [5 empty] | 36295.5863

## Site 5327
Project name: | Singtel FY xxxxxx
Revision: | 01
Date: | 19 June, 2012
Item No | Name | Qty | Product Unit | Unit Gross (SGD) | Total Gross (SGD) | Discount (%) | Total Net (SGD) | 1st Year Support (SGD)
1 | NEW PHASE
1.3 | Site 5327 | 1 |  | 107343.26 | 107343.26 | 46.9842 | 56908.9349 | 0
1.3.1 | Additional 1 Sector For LTE 1 | 1 |  | 32562.7686 | 32562.7686 | 40 | 19537.6611
1.3.1.1 | 2F LC-LC SM RRUS02, RRUS11 5M | 1 |  | 37.44 | 37.44 | 40 | 22.464
1.3.1.1.1 | 2F LC-LC SM RRUS02, RRUS11 5M | 1 |  | 37.44 | 37.44 | 40 | 22.464
1.3.1.2 | Additional 10MHz Bandwidth HWAC | 1 |  | 700.3693 | 700.3693 | 40 | 420.2216
1.3.1.2.1 | Upgrade From 10MHz to 20MHz | 1 |  | 700.3693 | 700.3693 | 40 | 420.2216
1.3.1.3 | Additional Output Power HWAC 20W->40W (per RU) | 2 |  | 967.9358 | 1935.8716 | 40 | 1161.523
1.3.1.3.1 | Output Power HWAC 20W->40W (per RU) | 1 |  | 967.9358 | 967.9358 | 40 | 580.7615
1.3.1.4 | Additional Output Power HWAC 40W->60W (per RU) | 1 |  | 967.9358 | 967.9358 | 40 | 580.7615
1.3.1.4.1 | Output Power HWAC 40W->60W (per RU) | 1 |  | 967.9358 | 967.9358 | 40 | 580.7615
1.3.1.5 | Dual-TX RRUS-12B3 (1800MHz) -48VDC, 10W+10W HW Activation incl. | 1 |  | 10160.4482 | 10160.4482 | 40 | 6096.2689
1.3.1.5.1 | Dual-TX RRUS-12B3 (1800MHz) -48VDC, 10W+10W HW Activation incl. | 1 |  | 10160.4482 | 10160.4482 | 40 | 6096.2689
1.3.1.6 | DUL with 63Mbps* (Indoor) | 1 |  | 9312.3647 | 9312.3647 | 40 | 5587.4188
1.3.1.6.1 | Indoor DUL with 63 Mbps | 1 |  | 9312.3647 | 9312.3647 | 40 | 5587.4188
1.3.1.7 | LTE-FDD Cell Carrier 10MHz Bandwidth HWAC | 2 |  | 1308.5572 | 2617.1145 | 40 | 1570.2687
1.3.1.7.1 | LTE-FDD Cell Carrier 10MHz Bandwidth HWAC | 1 |  | 1308.5572 | 1308.5572 | 40 | 785.1343
1.3.1.8 | NSB Battery, 48V/13Ah For PBC-02 | 2 |  | 452 | 904 | 40 | 542.4
1.3.1.8.1 | Battery 48V / 12 Ah | 1 |  | 452 | 452 | 40 | 271.2
1.3.1.9 | OPTICAL TRANSCEIVER/TRX SM CPRI 614.4-24 | 2 |  | 28.6 | 57.2 | 40 | 34.32
1.3.1.9.1 | OPTICAL TRANSCEIVER/TRX SM CPRI 614.4-24 | 1 |  | 28.6 | 28.6 | 40 | 17.16
1.3.1.10 | PBC-02 MU2 ( 1200 W) incl. sunshield | 1 |  | 2358.3344 | 2358.3344 | 40 | 1415.0006
1.3.1.10.1 | PBC-02 MU2 ( 1200 W) incl. sunshield | 1 |  | 2358.3344 | 2358.3344 | 40 | 1415.0006
1.3.1.11 | POLE MOUNTING FIXTURE CEU | 1 |  | 27.17 | 27.17 | 40 | 16.302
1.3.1.11.1 | POLE MOUNTING FIXTURE CEU | 1 |  | 27.17 | 27.17 | 40 | 16.302
1.3.1.12 | Pole Mounting Kits, PBC-02 | 1 |  | 184.52 | 184.52 | 40 | 110.712
1.3.1.12.1 | Pole Mounting Kits, PBC-02 | 1 |  | 184.52 | 184.52 | 40 | 110.712
1.3.1.13 | Single Radio Unit RUS-01B7 (2600MHz) 20W HW Activation incl. | 1 |  | 3300 | 3300 | 40 | 1980
1.3.1.13.1 | Single Radio Unit RUS-01B7 (2600MHz) 20W HW Activation incl. | 1 |  | 3300 | 3300 | 40 | 1980
1.3.2 | 3G Change-out RBS6101 1x2 30Wpcc 1xDUW20(15HS codes) (Stand-Alone) | 1 |  | 29718.6808 | 29718.6808 | 40 | 17831.2085
1.3.2.1 | DUW BB HW Activation Fee CE DL p.16CE | 6 |  | 214.5295 | 1287.1769 | 40 | 772.3061
1.3.2.1.1 | WCDMA CE DL HWAC (per 16CE) | 1 |  | 214.5295 | 214.5295 | 40 | 128.7177
1.3.2.2 | DUW BB HW Activation Fee CE UL p.16CE | 14 |  | 214.5295 | 3003.4127 | 40 | 1802.0476
1.3.2.2.1 | WCDMA CE UL HWAC (per 16CE) | 1 |  | 214.5295 | 214.5295 | 40 | 128.7177
1.3.2.3 | RBS6101 WCDMA 1x2 30Wpcc_DUW20(0UL/0DL/15Code)_Rev A | 1 |  | 25428.0912 | 25428.0912 | 40 | 15256.8547
1.3.2.3.1 | RBS 6101 Cabinet, 230 VAC (no RU, no PSU incl.) | 1 |  | 6097.033 | 6097.033 | 40 | 3658.2198
1.3.2.3.2 | SFP 1000BASE-LX40 DUAL RATE 1.25 40km for DUx | 1 |  | 537.6417 | 537.6417 | 40 | 322.585
1.3.2.3.3 | PSU 230VAC: Power Supply Unit, 230 VAC | 2 |  | 313.7654 | 627.5309 | 40 | 376.5185
1.3.2.3.4 | Output Power HWAC 20W->40W (per RU) | 1 |  | 967.9358 | 967.9358 | 40 | 580.7615
1.3.2.3.5 | Output Power HWAC 40W->60W (per RU) | 1 |  | 967.9358 | 967.9358 | 40 | 580.7615
1.3.2.3.6 | WCDMA Cell Carrier HWAC | 2 |  | 862.8677 | 1725.7354 | 40 | 1035.4412
1.3.2.3.7 | Single WCDMA Radio Unit RUW 01 B1 (2100 MHz) 20W HW Activation incl. | 1 |  | 2064.001 | 2064.001 | 40 | 1238.4006
1.3.2.3.8 | Digital Unit DUW 20 Basic HW Module (excl.HWA, SFP) | 1 |  | 7211.7153 | 7211.7153 | 40 | 4327.0292
1.3.2.3.9 | WCDMA CE DL HWAC (per 16CE) | 0 |  | 214.5295 | 0 | 40 | 0
1.3.2.3.10 | WCDMA CE UL HWAC (per 16CE) | 0 |  | 214.5295 | 0 | 40 | 0
1.3.2.3.11 | WCDMA HS Codes HWAC (per 5HS-Codes) | 3 |  | 256.7299 | 770.1897 | 40 | 462.1138
1.3.2.3.12 | DUW Optional IP Optical Interface HWAC | 1 |  | 997.3004 | 997.3004 | 40 | 598.3802
1.3.2.3.13 | Prepared for external battery back-up | 1 |  | 938.1638 | 938.1638 | 40 | 562.8983
1.3.2.3.14 | BFU, Battery Fuse Unit | 1 |  | 594.8555 | 594.8555 | 40 | 356.9133
1.3.2.3.15 | SAU Support Alarm Unit | 1 |  | 275.4361 | 275.4361 | 40 | 165.2617
1.3.2.3.16 | Service Outlet | 1 |  | 78.1867 | 78.1867 | 40 | 46.912
1.3.2.3.17 | Smoke Detector kit | 1 |  | 823.9017 | 823.9017 | 40 | 494.341
1.3.2.3.18 | External Alarm OVP (8 ports) | 1 |  | 270.6227 | 270.6227 | 40 | 162.3736
1.3.2.3.19 | Site LAN connection | 1 |  | 60.1426 | 60.1426 | 40 | 36.0856
1.3.2.3.20 | Door Handle | 0 |  | 119.0755 | 0 | 40 | 0
1.3.2.3.21 | Door Lock + key type (Customer Specific) | 1 |  | 212.8868 | 212.8868 | 40 | 127.7321
1.3.2.3.22 | Service Light | 1 |  | 206.8764 | 206.8764 | 40 | 124.1258
1.3.3 | 3G RBS6101 1x2 to 1x3 20Wpcc Additional DUW30(Additional 30HS codes) | 1 |  | 13283.7132 | 13283.7132 | 40 | 7970.2279
1.3.3.1 | DUW BB HW Activation Fee HS Codes p.5 HS-codes | 3 |  | 256.7299 | 770.1897 | 40 | 462.1138
1.3.3.1.1 | WCDMA HS Codes HWAC (per 5HS-Codes) | 1 |  | 256.7299 | 256.7299 | 40 | 154.0379
1.3.3.2 | RBS6101 WCDMA 1x2 30Wpcc to 1x3 20Wpcc_DUW20/30(0UL/0DL/15Code)_Rev A | 1 |  | 12513.5235 | 12513.5235 | 40 | 7508.1141
1.3.3.2.1 | Digital Unit DUW 30 Basic HW Module (excl.HWA, SFP) | 1 |  | 10880.4661 | 10880.4661 | 40 | 6528.2796
1.3.3.2.2 | WCDMA Cell Carrier HWAC | 1 |  | 862.8677 | 862.8677 | 40 | 517.7206
1.3.3.2.3 | Digital Unit DUW 20 Basic HW Module (excl.HWA, SFP) | 0 |  | 7211.7153 | 0 | 40 | 0
1.3.3.2.4 | WCDMA CE DL HWAC (per 16CE) | 0 |  | 214.5295 | 0 | 40 | 0
1.3.3.2.5 | WCDMA CE UL HWAC (per 16CE) | 0 |  | 214.5295 | 0 | 40 | 0
1.3.3.2.6 | WCDMA HS Codes HWAC (per 5HS-Codes) | 3 |  | 256.7299 | 770.1897 | 40 | 462.1138
1.3.4 | Batteries 2 | 1 |  | 7964.93 | 7964.93 | 40 | 4778.958
1.3.4.1 | BBU6101 (170Ah) (No Batteries) | 1 |  | 5811.78 | 5811.78 | 40 | 3487.068
1.3.4.1.1 | Standard Door Lock/Key | 1 |  | 121.31 | 121.31 | 40 | 72.786
1.3.4.1.2 | BBU 6101 with Active Cooling | 1 |  | 5658.47 | 5658.47 | 40 | 3395.082
1.3.4.1.3 | Outdoor Battery Accessory Kit | 1 |  | 32 | 32 | 40 | 19.2
1.3.4.2 | NSB Std Battery Set, 48V/170Ah For BBU6101 (1 Set) | 1 |  | 2153.15 | 2153.15 | 40 | 1291.89
1.3.4.2.1 | Battery Set, 48V/170 Ah (NSB Std) | 1 |  | 2153.15 | 2153.15 | 40 | 1291.89
1.3.5 | Additional 1 Sector 1 | 1 |  | 7394.1806 | 7394.1806 | 40 | 4436.5083
1.3.5.1 | RBS 6101_Additional 1 Sector of 3cc@20Wpcc (Addn 1xPSU, 1xPDU) | 1 |  | 7394.1806 | 7394.1806 | 40 | 4436.5083
1.3.5.1.1 | PRODUCT PACKAGE/WCDMA Expansions or Upgr (FAP1301603/2) | 1 |  | 7394.1806 | 7394.1806 | 40 | 4436.5083
1.3.5.1.1.1 | Additional PDU (Power Distribution Unit) for additional RU a | 1 |  | 491.9394 | 491.9394 | 40 | 295.1636
1.3.5.1.1.2 | Output Power HWAC 20W->40W (per RU) | 1 |  | 967.9358 | 967.9358 | 40 | 580.7615
1.3.5.1.1.3 | Output Power HWAC 40W->60W (per RU) | 1 |  | 967.9358 | 967.9358 | 40 | 580.7615
1.3.5.1.1.4 | PSU 230VAC: Power Supply Unit, 230 VAC | 1 |  | 313.7654 | 313.7654 | 40 | 188.2593
1.3.5.1.1.5 | Single WCDMA Radio Unit RUW 01 B1 (2100 MHz) 20W HW Activation incl. | 1 |  | 2064.001 | 2064.001 | 40 | 1238.4006
1.3.5.1.1.6 | WCDMA Cell Carrier HWAC | 3 |  | 862.8677 | 2588.6031 | 40 | 1553.1618
1.3.6 | 3G 3cc 2nd Carrier: Existing 3HScc SW Features 11 | 1 |  | 12677.7415 | 12677.7415 | 85.6 | 1825.5948
1.3.6.1 | 21 Mbps SW features, per 3HScc (TPCM only) | 1 |  | 2292.1177 | 2292.1177 | 85.6 | 330.0649
1.3.6.1.1 | FAJ1211328 R1, Enhanced Layer2, 3HScc | 1 |  | 509.3595 | 509.3595 | 85.6 | 73.3478
1.3.6.1.2 | FAJ1211331 R1, HSDPA 64 QAM, 3HScc | 1 |  | 1782.7582 | 1782.7582 | 85.6 | 256.7172
1.3.6.2 | FAJ1211106 R1, IF/IRAT mobility on HSPA p.3HScc | 1 |  | 303.0689 | 303.0689 | 85.6 | 43.6419
1.3.6.2.1 | FAJ1211106 R1, IF/IRAT mobility on HSPA, 3HScc | 1 |  | 303.0689 | 303.0689 | 85.6 | 43.6419
1.3.6.3 | HSDPA up to 32 users per cell, 3HScc (TPCM only) | 1 |  | 1069.6549 | 1069.6549 | 85.6 | 154.0303
1.3.6.3.1 | FAJ1210398 R1, HSDPA up to 32 users, 3HScc | 1 |  | 1069.6549 | 1069.6549 | 85.6 | 154.0303
1.3.6.4 | Node B SW features, per 3 HScc (TPCM only) | 1 |  | 9012.9 | 9012.9 | 85.6 | 1297.8576
1.3.6.4.1 | Node B SW features, per 3 HScc | 1 |  | 9012.9 | 9012.9 | 85.6 | 1297.8576
1.3.7 | 3G 3cc 2nd Carrier: For HSDPA IFLS 11 | 1 |  | 333.6305 | 333.6305 | 85.6 | 48.0428
1.3.7.1 | FAJ1211467, HSDPA Inter frequency Load Sharing p.3HScc | 1 |  | 333.6305 | 333.6305 | 85.6 | 48.0428
1.3.7.1.1 | FAJ1211467 R1, HSDPA Inter freq load sharing, 3HScc | 1 |  | 333.6305 | 333.6305 | 85.6 | 48.0428
1.3.8 | 3G 3cc 2nd Carrier: EUL 11 | 1 |  | 1324.3346 | 1324.3346 | 85.6 | 190.7042
1.3.8.1 | FAJ1211112 R1 EUL Scheduler support for 6 cell carriers p.Node | 1 |  | 1324.3346 | 1324.3346 | 85.6 | 190.7042
1.3.8.1.1 | FAJ1211112 R1, EUL Scheduler support for 6 cell carriers, Node | 1 |  | 1324.3346 | 1324.3346 | 85.6 | 190.7042
1.3.9 | 3G 3cc 1st Carrier: For HSDPA IFLS 1 | 1 |  | 333.6305 | 333.6305 | 76 | 80.0713
1.3.9.1 | FAJ1211467, HSDPA Inter frequency Load Sharing p.3HScc | 1 |  | 333.6305 | 333.6305 | 76 | 80.0713
1.3.9.1.1 | FAJ1211467 R1, HSDPA Inter freq load sharing, 3HScc | 1 |  | 333.6305 | 333.6305 | 76 | 80.0713
1.3.10 | 3G 3cc 3rd Carrier: EUL 1 | 1 |  | 1749.6498 | 1749.6498 | 88 | 209.958
1.3.10.1 | FAJ1211518 R1, EUL for large RBS configurations p.Node | 1 |  | 1749.6498 | 1749.6498 | 88 | 209.958
1.3.10.1.1 | FAJ1211518 R1, EUL for large RBS configurations, Node | 1 |  | 1749.6498 | 1749.6498 | 88 | 209.958
| Sub total for gross | [5 empty] | 107343.26
| Sub total for Net | [5 empty] | 56908.9349
| Sub total for Support | [5 empty] | 0
| Net total with support | [5 empty] | 56908.9349

## Site 5163
Project name: | Singtel FY xxxxxx
Revision: | 01
Date: | 19 June, 2012
Item No | Name | Qty | Product Unit | Unit Gross (SGD) | Total Gross (SGD) | Discount (%) | Total Net (SGD) | 1st Year Support (SGD)
1 | NEW PHASE
1.4 | Site 5163 | 1 |  | 75102.0102 | 75102.0102 | 49.9825 | 37564.185 | 0
1.4.1 | Additional 1 Sector For LTE 1 1 | 1 |  | 38810.8344 | 38810.8344 | 40 | 23286.5006
1.4.1.1 | 2F LC-LC SM RRUS02, RRUS11 5M | 1 |  | 37.44 | 37.44 | 40 | 22.464
1.4.1.1.1 | 2F LC-LC SM RRUS02, RRUS11 5M | 1 |  | 37.44 | 37.44 | 40 | 22.464
1.4.1.2 | Additional 10MHz Bandwidth HWAC | 1 |  | 700.3693 | 700.3693 | 40 | 420.2216
1.4.1.2.1 | Upgrade From 10MHz to 20MHz | 1 |  | 700.3693 | 700.3693 | 40 | 420.2216
1.4.1.3 | Additional Output Power HWAC 20W->40W (per RU) | 3 |  | 967.9358 | 2903.8075 | 40 | 1742.2845
1.4.1.3.1 | Output Power HWAC 20W->40W (per RU) | 1 |  | 967.9358 | 967.9358 | 40 | 580.7615
1.4.1.4 | Additional Output Power HWAC 40W->60W (per RU) | 1 |  | 967.9358 | 967.9358 | 40 | 580.7615
1.4.1.4.1 | Output Power HWAC 40W->60W (per RU) | 1 |  | 967.9358 | 967.9358 | 40 | 580.7615
1.4.1.5 | Dual-TX RRUS-12B3 (1800MHz) -48VDC, 10W+10W HW Activation incl. | 1 |  | 10160.4482 | 10160.4482 | 40 | 6096.2689
1.4.1.5.1 | Dual-TX RRUS-12B3 (1800MHz) -48VDC, 10W+10W HW Activation incl. | 1 |  | 10160.4482 | 10160.4482 | 40 | 6096.2689
1.4.1.6 | DUL with 63Mbps* (Indoor) | 1 |  | 9312.3647 | 9312.3647 | 40 | 5587.4188
1.4.1.6.1 | Indoor DUL with 63 Mbps | 1 |  | 9312.3647 | 9312.3647 | 40 | 5587.4188
1.4.1.7 | Indoor DUL with 63 Mbps to 127 Mbps | 1 |  | 1980.13 | 1980.13 | 40 | 1188.078
1.4.1.7.1 | Indoor DUL with 63 Mbps to 127 Mbps | 1 |  | 1980.13 | 1980.13 | 40 | 1188.078
1.4.1.8 | LTE-FDD Cell Carrier 10MHz Bandwidth HWAC | 2 |  | 1308.5572 | 2617.1145 | 40 | 1570.2687
1.4.1.8.1 | LTE-FDD Cell Carrier 10MHz Bandwidth HWAC | 1 |  | 1308.5572 | 1308.5572 | 40 | 785.1343
1.4.1.9 | NSB Battery, 48V/13Ah For PBC-02 | 2 |  | 452 | 904 | 40 | 542.4
1.4.1.9.1 | Battery 48V / 12 Ah | 1 |  | 452 | 452 | 40 | 271.2
1.4.1.10 | OPTICAL TRANSCEIVER/TRX SM CPRI 614.4-24 | 2 |  | 28.6 | 57.2 | 40 | 34.32
1.4.1.10.1 | OPTICAL TRANSCEIVER/TRX SM CPRI 614.4-24 | 1 |  | 28.6 | 28.6 | 40 | 17.16
1.4.1.11 | PBC-02 MU2 ( 1200 W) incl. sunshield | 1 |  | 2358.3344 | 2358.3344 | 40 | 1415.0006
1.4.1.11.1 | PBC-02 MU2 ( 1200 W) incl. sunshield | 1 |  | 2358.3344 | 2358.3344 | 40 | 1415.0006
1.4.1.12 | POLE MOUNTING FIXTURE CEU | 1 |  | 27.17 | 27.17 | 40 | 16.302
1.4.1.12.1 | POLE MOUNTING FIXTURE CEU | 1 |  | 27.17 | 27.17 | 40 | 16.302
1.4.1.13 | Pole Mounting Kits, PBC-02 | 1 |  | 184.52 | 184.52 | 40 | 110.712
1.4.1.13.1 | Pole Mounting Kits, PBC-02 | 1 |  | 184.52 | 184.52 | 40 | 110.712
1.4.1.14 | Single Radio Unit RUS-01B7 (2600MHz) 20W HW Activation incl. | 2 |  | 3300 | 6600 | 40 | 3960
1.4.1.14.1 | Single Radio Unit RUS-01B7 (2600MHz) 20W HW Activation incl. | 1 |  | 3300 | 3300 | 40 | 1980
1.4.2 | 3G RBS6101 1x2 to 1x3 20Wpcc Additional DUW30(Addi 1 | 1 |  | 13283.7132 | 13283.7132 | 40 | 7970.2279
1.4.2.1 | DUW BB HW Activation Fee HS Codes p.5 HS-codes | 3 |  | 256.7299 | 770.1897 | 40 | 462.1138
1.4.2.1.1 | WCDMA HS Codes HWAC (per 5HS-Codes) | 1 |  | 256.7299 | 256.7299 | 40 | 154.0379
1.4.2.2 | RBS6101 WCDMA 1x2 30Wpcc to 1x3 20Wpcc_DUW20/30(0UL/0DL/15Code)_Rev A | 1 |  | 12513.5235 | 12513.5235 | 40 | 7508.1141
1.4.2.2.1 | Digital Unit DUW 30 Basic HW Module (excl.HWA, SFP) | 1 |  | 10880.4661 | 10880.4661 | 40 | 6528.2796
1.4.2.2.2 | WCDMA Cell Carrier HWAC | 1 |  | 862.8677 | 862.8677 | 40 | 517.7206
1.4.2.2.3 | Digital Unit DUW 20 Basic HW Module (excl.HWA, SFP) | 0 |  | 7211.7153 | 0 | 40 | 0
1.4.2.2.4 | WCDMA CE DL HWAC (per 16CE) | 0 |  | 214.5295 | 0 | 40 | 0
1.4.2.2.5 | WCDMA CE UL HWAC (per 16CE) | 0 |  | 214.5295 | 0 | 40 | 0
1.4.2.2.6 | WCDMA HS Codes HWAC (per 5HS-Codes) | 3 |  | 256.7299 | 770.1897 | 40 | 462.1138
1.4.3 | Additional 1 Sector 2 | 1 |  | 6588.4757 | 6588.4757 | 40 | 3953.0854
1.4.3.1 | RBS 6101_Additional 1 Sector of 3cc@20Wpcc | 1 |  | 6588.4757 | 6588.4757 | 40 | 3953.0854
1.4.3.1.1 | PRODUCT PACKAGE/WCDMA Expansions or Upgr (FAP1301603/2) | 1 |  | 6588.4757 | 6588.4757 | 40 | 3953.0854
1.4.3.1.1.1 | Output Power HWAC 20W->40W (per RU) | 1 |  | 967.9358 | 967.9358 | 40 | 580.7615
1.4.3.1.1.2 | Output Power HWAC 40W->60W (per RU) | 1 |  | 967.9358 | 967.9358 | 40 | 580.7615
1.4.3.1.1.3 | Single WCDMA Radio Unit RUW 01 B1 (2100 MHz) 20W HW Activation incl. | 1 |  | 2064.001 | 2064.001 | 40 | 1238.4006
1.4.3.1.1.4 | WCDMA Cell Carrier HWAC | 3 |  | 862.8677 | 2588.6031 | 40 | 1553.1618
1.4.4 | 3G 3cc 2nd Carrier: Existing 3HScc SW Features 16 | 1 |  | 12677.7415 | 12677.7415 | 85.6 | 1825.5948
1.4.4.1 | 21 Mbps SW features, per 3HScc (TPCM only) | 1 |  | 2292.1177 | 2292.1177 | 85.6 | 330.0649
1.4.4.1.1 | FAJ1211328 R1, Enhanced Layer2, 3HScc | 1 |  | 509.3595 | 509.3595 | 85.6 | 73.3478
1.4.4.1.2 | FAJ1211331 R1, HSDPA 64 QAM, 3HScc | 1 |  | 1782.7582 | 1782.7582 | 85.6 | 256.7172
1.4.4.2 | FAJ1211106 R1, IF/IRAT mobility on HSPA p.3HScc | 1 |  | 303.0689 | 303.0689 | 85.6 | 43.6419
1.4.4.2.1 | FAJ1211106 R1, IF/IRAT mobility on HSPA, 3HScc | 1 |  | 303.0689 | 303.0689 | 85.6 | 43.6419
1.4.4.3 | HSDPA up to 32 users per cell, 3HScc (TPCM only) | 1 |  | 1069.6549 | 1069.6549 | 85.6 | 154.0303
1.4.4.3.1 | FAJ1210398 R1, HSDPA up to 32 users, 3HScc | 1 |  | 1069.6549 | 1069.6549 | 85.6 | 154.0303
1.4.4.4 | Node B SW features, per 3 HScc (TPCM only) | 1 |  | 9012.9 | 9012.9 | 85.6 | 1297.8576
1.4.4.4.1 | Node B SW features, per 3 HScc | 1 |  | 9012.9 | 9012.9 | 85.6 | 1297.8576
1.4.5 | 3G 3cc 2nd Carrier: For HSDPA IFLS 16 | 1 |  | 333.6305 | 333.6305 | 85.6 | 48.0428
1.4.5.1 | FAJ1211467, HSDPA Inter frequency Load Sharing p.3HScc | 1 |  | 333.6305 | 333.6305 | 85.6 | 48.0428
1.4.5.1.1 | FAJ1211467 R1, HSDPA Inter freq load sharing, 3HScc | 1 |  | 333.6305 | 333.6305 | 85.6 | 48.0428
1.4.6 | 3G 3cc 2nd Carrier: EUL 16 | 1 |  | 1324.3346 | 1324.3346 | 85.6 | 190.7042
1.4.6.1 | FAJ1211112 R1 EUL Scheduler support for 6 cell carriers p.Node | 1 |  | 1324.3346 | 1324.3346 | 85.6 | 190.7042
1.4.6.1.1 | FAJ1211112 R1, EUL Scheduler support for 6 cell carriers, Node | 1 |  | 1324.3346 | 1324.3346 | 85.6 | 190.7042
1.4.7 | 3G 3cc 1st Carrier: For HSDPA IFLS 2 | 1 |  | 333.6305 | 333.6305 | 76 | 80.0713
1.4.7.1 | FAJ1211467, HSDPA Inter frequency Load Sharing p.3HScc | 1 |  | 333.6305 | 333.6305 | 76 | 80.0713
1.4.7.1.1 | FAJ1211467 R1, HSDPA Inter freq load sharing, 3HScc | 1 |  | 333.6305 | 333.6305 | 76 | 80.0713
1.4.8 | 3G 3cc 3rd Carrier: EUL 2 | 1 |  | 1749.6498 | 1749.6498 | 88 | 209.958
1.4.8.1 | FAJ1211518 R1, EUL for large RBS configurations p.Node | 1 |  | 1749.6498 | 1749.6498 | 88 | 209.958
1.4.8.1.1 | FAJ1211518 R1, EUL for large RBS configurations, Node | 1 |  | 1749.6498 | 1749.6498 | 88 | 209.958
| Sub total for gross | [5 empty] | 75102.0102
| Sub total for Net | [5 empty] | 37564.185
| Sub total for Support | [5 empty] | 0
| Net total with support | [5 empty] | 37564.185

## Site 5323
Project name: | Singtel FY xxxxxx
Revision: | 01
Date: | 19 June, 2012
Item No | Name | Qty | Product Unit | Unit Gross (SGD) | Total Gross (SGD) | Discount (%) | Total Net (SGD) | 1st Year Support (SGD)
1 | NEW PHASE
1.5 | Site 5323 | 1 |  | 44178.9257 | 44178.9257 | 54.7968 | 19970.2732 | 0
1.5.1 | Additional 1 Sector For LTE 1 1 1 | 1 |  | 23254.7434 | 23254.7434 | 40 | 13952.846
1.5.1.1 | Additional 10MHz Bandwidth HWAC | 1 |  | 700.3693 | 700.3693 | 40 | 420.2216
1.5.1.1.1 | Upgrade From 10MHz to 20MHz | 1 |  | 700.3693 | 700.3693 | 40 | 420.2216
1.5.1.2 | Additional Output Power HWAC 20W->40W (per RU) | 2 |  | 967.9358 | 1935.8716 | 40 | 1161.523
1.5.1.2.1 | Output Power HWAC 20W->40W (per RU) | 1 |  | 967.9358 | 967.9358 | 40 | 580.7615
1.5.1.3 | DUL with 63Mbps* (Indoor) | 1 |  | 9312.3647 | 9312.3647 | 40 | 5587.4188
1.5.1.3.1 | Indoor DUL with 63 Mbps | 1 |  | 9312.3647 | 9312.3647 | 40 | 5587.4188
1.5.1.4 | LTE-FDD Cell Carrier 10MHz Bandwidth HWAC | 2 |  | 1308.5572 | 2617.1145 | 40 | 1570.2687
1.5.1.4.1 | LTE-FDD Cell Carrier 10MHz Bandwidth HWAC | 1 |  | 1308.5572 | 1308.5572 | 40 | 785.1343
1.5.1.5 | Single Radio Unit RUS 02B3 (1800MHz) 20W HW Activation incl. | 1 |  | 5389.0233 | 5389.0233 | 40 | 3233.414
1.5.1.5.1 | Single Radio Unit RUS 02B3 (1800MHz) 20W HW Activation incl. | 1 |  | 5389.0233 | 5389.0233 | 40 | 3233.414
1.5.1.6 | Single Radio Unit RUS-01B7 (2600MHz) 20W HW Activation incl. | 1 |  | 3300 | 3300 | 40 | 1980
1.5.1.6.1 | Single Radio Unit RUS-01B7 (2600MHz) 20W HW Activation incl. | 1 |  | 3300 | 3300 | 40 | 1980
1.5.2 | Additional 1 Sector 2 1 | 1 |  | 6588.4757 | 6588.4757 | 40 | 3953.0854
1.5.2.1 | RBS 6101_Additional 1 Sector of 3cc@20Wpcc | 1 |  | 6588.4757 | 6588.4757 | 40 | 3953.0854
1.5.2.1.1 | PRODUCT PACKAGE/WCDMA Expansions or Upgr (FAP1301603/2) | 1 |  | 6588.4757 | 6588.4757 | 40 | 3953.0854
1.5.2.1.1.1 | Output Power HWAC 20W->40W (per RU) | 1 |  | 967.9358 | 967.9358 | 40 | 580.7615
1.5.2.1.1.2 | Output Power HWAC 40W->60W (per RU) | 1 |  | 967.9358 | 967.9358 | 40 | 580.7615
1.5.2.1.1.3 | Single WCDMA Radio Unit RUW 01 B1 (2100 MHz) 20W HW Activation incl. | 1 |  | 2064.001 | 2064.001 | 40 | 1238.4006
1.5.2.1.1.4 | WCDMA Cell Carrier HWAC | 3 |  | 862.8677 | 2588.6031 | 40 | 1553.1618
1.5.3 | 3G 3cc 2nd Carrier: Existing 3HScc SW Features 13 | 1 |  | 12677.7415 | 12677.7415 | 85.6 | 1825.5948
1.5.3.1 | 21 Mbps SW features, per 3HScc (TPCM only) | 1 |  | 2292.1177 | 2292.1177 | 85.6 | 330.0649
1.5.3.1.1 | FAJ1211328 R1, Enhanced Layer2, 3HScc | 1 |  | 509.3595 | 509.3595 | 85.6 | 73.3478
1.5.3.1.2 | FAJ1211331 R1, HSDPA 64 QAM, 3HScc | 1 |  | 1782.7582 | 1782.7582 | 85.6 | 256.7172
1.5.3.2 | FAJ1211106 R1, IF/IRAT mobility on HSPA p.3HScc | 1 |  | 303.0689 | 303.0689 | 85.6 | 43.6419
1.5.3.2.1 | FAJ1211106 R1, IF/IRAT mobility on HSPA, 3HScc | 1 |  | 303.0689 | 303.0689 | 85.6 | 43.6419
1.5.3.3 | HSDPA up to 32 users per cell, 3HScc (TPCM only) | 1 |  | 1069.6549 | 1069.6549 | 85.6 | 154.0303
1.5.3.3.1 | FAJ1210398 R1, HSDPA up to 32 users, 3HScc | 1 |  | 1069.6549 | 1069.6549 | 85.6 | 154.0303
1.5.3.4 | Node B SW features, per 3 HScc (TPCM only) | 1 |  | 9012.9 | 9012.9 | 85.6 | 1297.8576
1.5.3.4.1 | Node B SW features, per 3 HScc | 1 |  | 9012.9 | 9012.9 | 85.6 | 1297.8576
1.5.4 | 3G 3cc 2nd Carrier: For HSDPA IFLS 13 | 1 |  | 333.6305 | 333.6305 | 85.6 | 48.0428
1.5.4.1 | FAJ1211467, HSDPA Inter frequency Load Sharing p.3HScc | 1 |  | 333.6305 | 333.6305 | 85.6 | 48.0428
1.5.4.1.1 | FAJ1211467 R1, HSDPA Inter freq load sharing, 3HScc | 1 |  | 333.6305 | 333.6305 | 85.6 | 48.0428
1.5.5 | 3G 3cc 2nd Carrier: EUL 13 | 1 |  | 1324.3346 | 1324.3346 | 85.6 | 190.7042
1.5.5.1 | FAJ1211112 R1 EUL Scheduler support for 6 cell carriers p.Node | 1 |  | 1324.3346 | 1324.3346 | 85.6 | 190.7042
1.5.5.1.1 | FAJ1211112 R1, EUL Scheduler support for 6 cell carriers, Node | 1 |  | 1324.3346 | 1324.3346 | 85.6 | 190.7042
| Sub total for gross | [5 empty] | 44178.9257
| Sub total for Net | [5 empty] | 19970.2732
| Sub total for Support | [5 empty] | 0
| Net total with support | [5 empty] | 19970.2732

## Site 5156
Project name: | Singtel FY xxxxxx
Revision: | 01
Date: | 19 June, 2012
Item No | Name | Qty | Product Unit | Unit Gross (SGD) | Total Gross (SGD) | Discount (%) | Total Net (SGD) | 1st Year Support (SGD)
1 | NEW PHASE
1.6 | Site 5156 | 1 |  | 59735.0167 | 59735.0167 | 50.9435 | 29303.9278 | 0
1.6.1 | Additional 1 Sector For LTE 1 1 1 1 | 1 |  | 38810.8344 | 38810.8344 | 40 | 23286.5006
1.6.1.1 | 2F LC-LC SM RRUS02, RRUS11 5M | 1 |  | 37.44 | 37.44 | 40 | 22.464
1.6.1.1.1 | 2F LC-LC SM RRUS02, RRUS11 5M | 1 |  | 37.44 | 37.44 | 40 | 22.464
1.6.1.2 | Additional 10MHz Bandwidth HWAC | 1 |  | 700.3693 | 700.3693 | 40 | 420.2216
1.6.1.2.1 | Upgrade From 10MHz to 20MHz | 1 |  | 700.3693 | 700.3693 | 40 | 420.2216
1.6.1.3 | Additional Output Power HWAC 20W->40W (per RU) | 3 |  | 967.9358 | 2903.8075 | 40 | 1742.2845
1.6.1.3.1 | Output Power HWAC 20W->40W (per RU) | 1 |  | 967.9358 | 967.9358 | 40 | 580.7615
1.6.1.4 | Additional Output Power HWAC 40W->60W (per RU) | 1 |  | 967.9358 | 967.9358 | 40 | 580.7615
1.6.1.4.1 | Output Power HWAC 40W->60W (per RU) | 1 |  | 967.9358 | 967.9358 | 40 | 580.7615
1.6.1.5 | Dual-TX RRUS-12B3 (1800MHz) -48VDC, 10W+10W HW Activation incl. | 1 |  | 10160.4482 | 10160.4482 | 40 | 6096.2689
1.6.1.5.1 | Dual-TX RRUS-12B3 (1800MHz) -48VDC, 10W+10W HW Activation incl. | 1 |  | 10160.4482 | 10160.4482 | 40 | 6096.2689
1.6.1.6 | DUL with 63Mbps* (Indoor) | 1 |  | 9312.3647 | 9312.3647 | 40 | 5587.4188
1.6.1.6.1 | Indoor DUL with 63 Mbps | 1 |  | 9312.3647 | 9312.3647 | 40 | 5587.4188
1.6.1.7 | Indoor DUL with 63 Mbps to 127 Mbps | 1 |  | 1980.13 | 1980.13 | 40 | 1188.078
1.6.1.7.1 | Indoor DUL with 63 Mbps to 127 Mbps | 1 |  | 1980.13 | 1980.13 | 40 | 1188.078
1.6.1.8 | LTE-FDD Cell Carrier 10MHz Bandwidth HWAC | 2 |  | 1308.5572 | 2617.1145 | 40 | 1570.2687
1.6.1.8.1 | LTE-FDD Cell Carrier 10MHz Bandwidth HWAC | 1 |  | 1308.5572 | 1308.5572 | 40 | 785.1343
1.6.1.9 | NSB Battery, 48V/13Ah For PBC-02 | 2 |  | 452 | 904 | 40 | 542.4
1.6.1.9.1 | Battery 48V / 12 Ah | 1 |  | 452 | 452 | 40 | 271.2
1.6.1.10 | OPTICAL TRANSCEIVER/TRX SM CPRI 614.4-24 | 2 |  | 28.6 | 57.2 | 40 | 34.32
1.6.1.10.1 | OPTICAL TRANSCEIVER/TRX SM CPRI 614.4-24 | 1 |  | 28.6 | 28.6 | 40 | 17.16
1.6.1.11 | PBC-02 MU2 ( 1200 W) incl. sunshield | 1 |  | 2358.3344 | 2358.3344 | 40 | 1415.0006
1.6.1.11.1 | PBC-02 MU2 ( 1200 W) incl. sunshield | 1 |  | 2358.3344 | 2358.3344 | 40 | 1415.0006
1.6.1.12 | POLE MOUNTING FIXTURE CEU | 1 |  | 27.17 | 27.17 | 40 | 16.302
1.6.1.12.1 | POLE MOUNTING FIXTURE CEU | 1 |  | 27.17 | 27.17 | 40 | 16.302
1.6.1.13 | Pole Mounting Kits, PBC-02 | 1 |  | 184.52 | 184.52 | 40 | 110.712
1.6.1.13.1 | Pole Mounting Kits, PBC-02 | 1 |  | 184.52 | 184.52 | 40 | 110.712
1.6.1.14 | Single Radio Unit RUS-01B7 (2600MHz) 20W HW Activation incl. | 2 |  | 3300 | 6600 | 40 | 3960
1.6.1.14.1 | Single Radio Unit RUS-01B7 (2600MHz) 20W HW Activation incl. | 1 |  | 3300 | 3300 | 40 | 1980
1.6.2 | Additional 1 Sector 2 2 | 1 |  | 6588.4757 | 6588.4757 | 40 | 3953.0854
1.6.2.1 | RBS 6101_Additional 1 Sector of 3cc@20Wpcc | 1 |  | 6588.4757 | 6588.4757 | 40 | 3953.0854
1.6.2.1.1 | PRODUCT PACKAGE/WCDMA Expansions or Upgr (FAP1301603/2) | 1 |  | 6588.4757 | 6588.4757 | 40 | 3953.0854
1.6.2.1.1.1 | Output Power HWAC 20W->40W (per RU) | 1 |  | 967.9358 | 967.9358 | 40 | 580.7615
1.6.2.1.1.2 | Output Power HWAC 40W->60W (per RU) | 1 |  | 967.9358 | 967.9358 | 40 | 580.7615
1.6.2.1.1.3 | Single WCDMA Radio Unit RUW 01 B1 (2100 MHz) 20W HW Activation incl. | 1 |  | 2064.001 | 2064.001 | 40 | 1238.4006
1.6.2.1.1.4 | WCDMA Cell Carrier HWAC | 3 |  | 862.8677 | 2588.6031 | 40 | 1553.1618
1.6.3 | 3G 3cc 2nd Carrier: Existing 3HScc SW Features 14 | 1 |  | 12677.7415 | 12677.7415 | 85.6 | 1825.5948
1.6.3.1 | 21 Mbps SW features, per 3HScc (TPCM only) | 1 |  | 2292.1177 | 2292.1177 | 85.6 | 330.0649
1.6.3.1.1 | FAJ1211328 R1, Enhanced Layer2, 3HScc | 1 |  | 509.3595 | 509.3595 | 85.6 | 73.3478
1.6.3.1.2 | FAJ1211331 R1, HSDPA 64 QAM, 3HScc | 1 |  | 1782.7582 | 1782.7582 | 85.6 | 256.7172
1.6.3.2 | FAJ1211106 R1, IF/IRAT mobility on HSPA p.3HScc | 1 |  | 303.0689 | 303.0689 | 85.6 | 43.6419
1.6.3.2.1 | FAJ1211106 R1, IF/IRAT mobility on HSPA, 3HScc | 1 |  | 303.0689 | 303.0689 | 85.6 | 43.6419
1.6.3.3 | HSDPA up to 32 users per cell, 3HScc (TPCM only) | 1 |  | 1069.6549 | 1069.6549 | 85.6 | 154.0303
1.6.3.3.1 | FAJ1210398 R1, HSDPA up to 32 users, 3HScc | 1 |  | 1069.6549 | 1069.6549 | 85.6 | 154.0303
1.6.3.4 | Node B SW features, per 3 HScc (TPCM only) | 1 |  | 9012.9 | 9012.9 | 85.6 | 1297.8576
1.6.3.4.1 | Node B SW features, per 3 HScc | 1 |  | 9012.9 | 9012.9 | 85.6 | 1297.8576
1.6.4 | 3G 3cc 2nd Carrier: For HSDPA IFLS 14 | 1 |  | 333.6305 | 333.6305 | 85.6 | 48.0428
1.6.4.1 | FAJ1211467, HSDPA Inter frequency Load Sharing p.3HScc | 1 |  | 333.6305 | 333.6305 | 85.6 | 48.0428
1.6.4.1.1 | FAJ1211467 R1, HSDPA Inter freq load sharing, 3HScc | 1 |  | 333.6305 | 333.6305 | 85.6 | 48.0428
1.6.5 | 3G 3cc 2nd Carrier: EUL 14 | 1 |  | 1324.3346 | 1324.3346 | 85.6 | 190.7042
1.6.5.1 | FAJ1211112 R1 EUL Scheduler support for 6 cell carriers p.Node | 1 |  | 1324.3346 | 1324.3346 | 85.6 | 190.7042
1.6.5.1.1 | FAJ1211112 R1, EUL Scheduler support for 6 cell carriers, Node | 1 |  | 1324.3346 | 1324.3346 | 85.6 | 190.7042
| Sub total for gross | [5 empty] | 59735.0167
| Sub total for Net | [5 empty] | 29303.9278
| Sub total for Support | [5 empty] | 0
| Net total with support | [5 empty] | 29303.9278

## Site 5006
Project name: | Singtel FY xxxxxx
Revision: | 01
Date: | 19 June, 2012
Item No | Name | Qty | Product Unit | Unit Gross (SGD) | Total Gross (SGD) | Discount (%) | Total Net (SGD) | 1st Year Support (SGD)
1 | NEW PHASE
1.7 | Site 5006 | 1 |  | 85891.3815 | 85891.3815 | 47.6109 | 44997.7467 | 0
1.7.1 | Additional 1 Sector for LTE 2 | 1 |  | 64161.4943 | 64161.4943 | 40 | 38496.8966
1.7.1.1 | 1xBatt Shelf | 1 |  | 926.1429 | 926.1429 | 40 | 555.6857
1.7.1.1.1 | Prepared for internal battery back-up one shelf | 1 |  | 926.1429 | 926.1429 | 40 | 555.6857
1.7.1.2 | 1xECU | 1 |  | 1655.4183 | 1655.4183 | 40 | 993.251
1.7.1.2.1 | Extended Cimate System | 1 |  | 1655.4183 | 1655.4183 | 40 | 993.251
1.7.1.3 | 1xPDU | 3 |  | 491.9394 | 1475.8182 | 40 | 885.4909
1.7.1.3.1 | Additional PDU (Power Distribution Unit) for additional RU a | 1 |  | 491.9394 | 491.9394 | 40 | 295.1636
1.7.1.4 | 1xPSU | 4 |  | 313.7654 | 1255.0618 | 40 | 753.0371
1.7.1.4.1 | PSU 230VAC: Power Supply Unit, 230 VAC | 1 |  | 313.7654 | 313.7654 | 40 | 188.2593
1.7.1.5 | 1xRadio Shelf | 1 |  | 666.3441 | 666.3441 | 40 | 399.8064
1.7.1.5.1 | Cabinet Expansion kit from 6 RU to 12 RU (no RU incl.) | 1 |  | 666.3441 | 666.3441 | 40 | 399.8064
1.7.1.6 | Additional 10MHz Bandwidth HWAC | 1 |  | 700.3693 | 700.3693 | 40 | 420.2216
1.7.1.6.1 | Upgrade From 10MHz to 20MHz | 1 |  | 700.3693 | 700.3693 | 40 | 420.2216
1.7.1.7 | Additional Output Power HWAC 20W->40W (per RU) | 4 |  | 967.9358 | 3871.7433 | 40 | 2323.046
1.7.1.7.1 | Output Power HWAC 20W->40W (per RU) | 1 |  | 967.9358 | 967.9358 | 40 | 580.7615
1.7.1.8 | Battery set, 48V/100 Ah,incl.cable set for RBS 6102 (1 piece) | 2 |  | 5209 | 10418 | 40 | 6250.8
1.7.1.8.1 | Battery set, 48V/100 Ah,incl.cable set for RBS 6102 | 1 |  | 5209 | 5209 | 40 | 3125.4
1.7.1.9 | DUL with 63Mbps* (Indoor) | 1 |  | 9312.3647 | 9312.3647 | 40 | 5587.4188
1.7.1.9.1 | Indoor DUL with 63 Mbps | 1 |  | 9312.3647 | 9312.3647 | 40 | 5587.4188
1.7.1.10 | Indoor DUL with 63 Mbps to 127 Mbps | 1 |  | 1980.13 | 1980.13 | 40 | 1188.078
1.7.1.10.1 | Indoor DUL with 63 Mbps to 127 Mbps | 1 |  | 1980.13 | 1980.13 | 40 | 1188.078
1.7.1.11 | LTE-FDD Cell Carrier 10MHz Bandwidth HWAC | 2 |  | 1308.5572 | 2617.1145 | 40 | 1570.2687
1.7.1.11.1 | LTE-FDD Cell Carrier 10MHz Bandwidth HWAC | 1 |  | 1308.5572 | 1308.5572 | 40 | 785.1343
1.7.1.12 | RBS6102 Cabinet Only | 1 |  | 11904.9408 | 11904.9408 | 40 | 7142.9645
1.7.1.12.1 | Additional PDU (Power Distribution Unit) for additional RU a | 1 |  | 491.9394 | 491.9394 | 40 | 295.1636
1.7.1.12.2 | Prepared for internal battery back-up one shelf | 1 |  | 926.1429 | 926.1429 | 40 | 555.6857
1.7.1.12.3 | PSU 230VAC: Power Supply Unit, 230 VAC | 3 |  | 313.7654 | 941.2963 | 40 | 564.7778
1.7.1.12.4 | RBS 6102 Cabinet for up to 6 RU, 230 VAC (no RU, no PSU incl.) | 1 |  | 5940.163 | 5940.163 | 40 | 3564.0978
1.7.1.12.5 | Prepared for internal battery back-up two shelves | 0 |  | 1527.5309 | 0 | 40 | 0
1.7.1.12.6 | BFU, Battery Fuse Unit | 1 |  | 594.8555 | 594.8555 | 40 | 356.9133
1.7.1.12.7 | Battery set, 48V/100 Ah,incl.cable set for RBS 6102 | 0 |  | 5209 | 0 | 40 | 0
1.7.1.12.8 | SAU Support Alarm Unit | 1 |  | 275.4361 | 275.4361 | 40 | 165.2617
1.7.1.12.9 | Service Outlet | 1 |  | 78.1867 | 78.1867 | 40 | 46.912
1.7.1.12.10 | Smoke Detector kit | 1 |  | 823.9017 | 823.9017 | 40 | 494.341
1.7.1.12.11 | External Alarm OVP (8 ports) | 1 |  | 270.6227 | 270.6227 | 40 | 162.3736
1.7.1.12.12 | Door Handle | 0 |  | 119.0755 | 0 | 40 | 0
1.7.1.12.13 | Lifting Eyes | 0 |  | 56.5262 | 0 | 40 | 0
1.7.1.12.14 | Door Lock + key type (Customer Specific) | 1 |  | 212.8868 | 212.8868 | 40 | 127.7321
1.7.1.12.15 | Service Light | 1 |  | 206.8764 | 206.8764 | 40 | 124.1258
1.7.1.12.16 | Adaptor Frame 6102 | 1 |  | 1142.6334 | 1142.6334 | 40 | 685.58
1.7.1.13 | Single Radio Unit RUS 02B3 (1800MHz) 20W HW Activation incl. | 2 |  | 5389.0233 | 10778.0466 | 40 | 6466.828
1.7.1.13.1 | Single Radio Unit RUS 02B3 (1800MHz) 20W HW Activation incl. | 1 |  | 5389.0233 | 5389.0233 | 40 | 3233.414
1.7.1.14 | Single Radio Unit RUS-01B7 (2600MHz) 20W HW Activation incl. | 2 |  | 3300 | 6600 | 40 | 3960
1.7.1.14.1 | Single Radio Unit RUS-01B7 (2600MHz) 20W HW Activation incl. | 1 |  | 3300 | 3300 | 40 | 1980
1.7.2 | Additional 1 Sector 2 1 1 | 1 |  | 7394.1806 | 7394.1806 | 40 | 4436.5083
1.7.2.1 | RBS 6101_Additional 1 Sector of 3cc@20Wpcc (Addn 1xPSU, 1xPDU) | 1 |  | 7394.1806 | 7394.1806 | 40 | 4436.5083
1.7.2.1.1 | PRODUCT PACKAGE/WCDMA Expansions or Upgr (FAP1301603/2) | 1 |  | 7394.1806 | 7394.1806 | 40 | 4436.5083
1.7.2.1.1.1 | Additional PDU (Power Distribution Unit) for additional RU a | 1 |  | 491.9394 | 491.9394 | 40 | 295.1636
1.7.2.1.1.2 | Output Power HWAC 20W->40W (per RU) | 1 |  | 967.9358 | 967.9358 | 40 | 580.7615
1.7.2.1.1.3 | Output Power HWAC 40W->60W (per RU) | 1 |  | 967.9358 | 967.9358 | 40 | 580.7615
1.7.2.1.1.4 | PSU 230VAC: Power Supply Unit, 230 VAC | 1 |  | 313.7654 | 313.7654 | 40 | 188.2593
1.7.2.1.1.5 | Single WCDMA Radio Unit RUW 01 B1 (2100 MHz) 20W HW Activation incl. | 1 |  | 2064.001 | 2064.001 | 40 | 1238.4006
1.7.2.1.1.6 | WCDMA Cell Carrier HWAC | 3 |  | 862.8677 | 2588.6031 | 40 | 1553.1618
1.7.3 | 3G 3cc 2nd Carrier: Existing 3HScc SW Features 5 | 1 |  | 12677.7415 | 12677.7415 | 85.6 | 1825.5948
1.7.3.1 | 21 Mbps SW features, per 3HScc (TPCM only) | 1 |  | 2292.1177 | 2292.1177 | 85.6 | 330.0649
1.7.3.1.1 | FAJ1211328 R1, Enhanced Layer2, 3HScc | 1 |  | 509.3595 | 509.3595 | 85.6 | 73.3478
1.7.3.1.2 | FAJ1211331 R1, HSDPA 64 QAM, 3HScc | 1 |  | 1782.7582 | 1782.7582 | 85.6 | 256.7172
1.7.3.2 | FAJ1211106 R1, IF/IRAT mobility on HSPA p.3HScc | 1 |  | 303.0689 | 303.0689 | 85.6 | 43.6419
1.7.3.2.1 | FAJ1211106 R1, IF/IRAT mobility on HSPA, 3HScc | 1 |  | 303.0689 | 303.0689 | 85.6 | 43.6419
1.7.3.3 | HSDPA up to 32 users per cell, 3HScc (TPCM only) | 1 |  | 1069.6549 | 1069.6549 | 85.6 | 154.0303
1.7.3.3.1 | FAJ1210398 R1, HSDPA up to 32 users, 3HScc | 1 |  | 1069.6549 | 1069.6549 | 85.6 | 154.0303
1.7.3.4 | Node B SW features, per 3 HScc (TPCM only) | 1 |  | 9012.9 | 9012.9 | 85.6 | 1297.8576
1.7.3.4.1 | Node B SW features, per 3 HScc | 1 |  | 9012.9 | 9012.9 | 85.6 | 1297.8576
1.7.4 | 3G 3cc 2nd Carrier: For HSDPA IFLS 5 | 1 |  | 333.6305 | 333.6305 | 85.6 | 48.0428
1.7.4.1 | FAJ1211467, HSDPA Inter frequency Load Sharing p.3HScc | 1 |  | 333.6305 | 333.6305 | 85.6 | 48.0428
1.7.4.1.1 | FAJ1211467 R1, HSDPA Inter freq load sharing, 3HScc | 1 |  | 333.6305 | 333.6305 | 85.6 | 48.0428
1.7.5 | 3G 3cc 2nd Carrier: EUL 5 | 1 |  | 1324.3346 | 1324.3346 | 85.6 | 190.7042
1.7.5.1 | FAJ1211112 R1 EUL Scheduler support for 6 cell carriers p.Node | 1 |  | 1324.3346 | 1324.3346 | 85.6 | 190.7042
1.7.5.1.1 | FAJ1211112 R1, EUL Scheduler support for 6 cell carriers, Node | 1 |  | 1324.3346 | 1324.3346 | 85.6 | 190.7042
| Sub total for gross | [5 empty] | 85891.3815
| Sub total for Net | [5 empty] | 44997.7467
| Sub total for Support | [5 empty] | 0
| Net total with support | [5 empty] | 44997.7467

## Site 5013
Project name: | Singtel FY xxxxxx
Revision: | 01
Date: | 19 June, 2012
Item No | Name | Qty | Product Unit | Unit Gross (SGD) | Total Gross (SGD) | Discount (%) | Total Net (SGD) | 1st Year Support (SGD)
1 | NEW PHASE
1.8 | Site 5013 | 1 |  | 85085.6766 | 85085.6766 | 47.6829 | 44514.3238 | 0
1.8.1 | Additional 1 Sector for LTE 2 1 | 1 |  | 64161.4943 | 64161.4943 | 40 | 38496.8966
1.8.1.1 | 1xBatt Shelf | 1 |  | 926.1429 | 926.1429 | 40 | 555.6857
1.8.1.1.1 | Prepared for internal battery back-up one shelf | 1 |  | 926.1429 | 926.1429 | 40 | 555.6857
1.8.1.2 | 1xECU | 1 |  | 1655.4183 | 1655.4183 | 40 | 993.251
1.8.1.2.1 | Extended Cimate System | 1 |  | 1655.4183 | 1655.4183 | 40 | 993.251
1.8.1.3 | 1xPDU | 3 |  | 491.9394 | 1475.8182 | 40 | 885.4909
1.8.1.3.1 | Additional PDU (Power Distribution Unit) for additional RU a | 1 |  | 491.9394 | 491.9394 | 40 | 295.1636
1.8.1.4 | 1xPSU | 4 |  | 313.7654 | 1255.0618 | 40 | 753.0371
1.8.1.4.1 | PSU 230VAC: Power Supply Unit, 230 VAC | 1 |  | 313.7654 | 313.7654 | 40 | 188.2593
1.8.1.5 | 1xRadio Shelf | 1 |  | 666.3441 | 666.3441 | 40 | 399.8064
1.8.1.5.1 | Cabinet Expansion kit from 6 RU to 12 RU (no RU incl.) | 1 |  | 666.3441 | 666.3441 | 40 | 399.8064
1.8.1.6 | Additional 10MHz Bandwidth HWAC | 1 |  | 700.3693 | 700.3693 | 40 | 420.2216
1.8.1.6.1 | Upgrade From 10MHz to 20MHz | 1 |  | 700.3693 | 700.3693 | 40 | 420.2216
1.8.1.7 | Additional Output Power HWAC 20W->40W (per RU) | 4 |  | 967.9358 | 3871.7433 | 40 | 2323.046
1.8.1.7.1 | Output Power HWAC 20W->40W (per RU) | 1 |  | 967.9358 | 967.9358 | 40 | 580.7615
1.8.1.8 | Battery set, 48V/100 Ah,incl.cable set for RBS 6102 (1 piece) | 2 |  | 5209 | 10418 | 40 | 6250.8
1.8.1.8.1 | Battery set, 48V/100 Ah,incl.cable set for RBS 6102 | 1 |  | 5209 | 5209 | 40 | 3125.4
1.8.1.9 | DUL with 63Mbps* (Indoor) | 1 |  | 9312.3647 | 9312.3647 | 40 | 5587.4188
1.8.1.9.1 | Indoor DUL with 63 Mbps | 1 |  | 9312.3647 | 9312.3647 | 40 | 5587.4188
1.8.1.10 | Indoor DUL with 63 Mbps to 127 Mbps | 1 |  | 1980.13 | 1980.13 | 40 | 1188.078
1.8.1.10.1 | Indoor DUL with 63 Mbps to 127 Mbps | 1 |  | 1980.13 | 1980.13 | 40 | 1188.078
1.8.1.11 | LTE-FDD Cell Carrier 10MHz Bandwidth HWAC | 2 |  | 1308.5572 | 2617.1145 | 40 | 1570.2687
1.8.1.11.1 | LTE-FDD Cell Carrier 10MHz Bandwidth HWAC | 1 |  | 1308.5572 | 1308.5572 | 40 | 785.1343
1.8.1.12 | RBS6102 Cabinet Only | 1 |  | 11904.9408 | 11904.9408 | 40 | 7142.9645
1.8.1.12.1 | Additional PDU (Power Distribution Unit) for additional RU a | 1 |  | 491.9394 | 491.9394 | 40 | 295.1636
1.8.1.12.2 | Prepared for internal battery back-up one shelf | 1 |  | 926.1429 | 926.1429 | 40 | 555.6857
1.8.1.12.3 | PSU 230VAC: Power Supply Unit, 230 VAC | 3 |  | 313.7654 | 941.2963 | 40 | 564.7778
1.8.1.12.4 | RBS 6102 Cabinet for up to 6 RU, 230 VAC (no RU, no PSU incl.) | 1 |  | 5940.163 | 5940.163 | 40 | 3564.0978
1.8.1.12.5 | Prepared for internal battery back-up two shelves | 0 |  | 1527.5309 | 0 | 40 | 0
1.8.1.12.6 | BFU, Battery Fuse Unit | 1 |  | 594.8555 | 594.8555 | 40 | 356.9133
1.8.1.12.7 | Battery set, 48V/100 Ah,incl.cable set for RBS 6102 | 0 |  | 5209 | 0 | 40 | 0
1.8.1.12.8 | SAU Support Alarm Unit | 1 |  | 275.4361 | 275.4361 | 40 | 165.2617
1.8.1.12.9 | Service Outlet | 1 |  | 78.1867 | 78.1867 | 40 | 46.912
1.8.1.12.10 | Smoke Detector kit | 1 |  | 823.9017 | 823.9017 | 40 | 494.341
1.8.1.12.11 | External Alarm OVP (8 ports) | 1 |  | 270.6227 | 270.6227 | 40 | 162.3736
1.8.1.12.12 | Door Handle | 0 |  | 119.0755 | 0 | 40 | 0
1.8.1.12.13 | Lifting Eyes | 0 |  | 56.5262 | 0 | 40 | 0
1.8.1.12.14 | Door Lock + key type (Customer Specific) | 1 |  | 212.8868 | 212.8868 | 40 | 127.7321
1.8.1.12.15 | Service Light | 1 |  | 206.8764 | 206.8764 | 40 | 124.1258
1.8.1.12.16 | Adaptor Frame 6102 | 1 |  | 1142.6334 | 1142.6334 | 40 | 685.58
1.8.1.13 | Single Radio Unit RUS 02B3 (1800MHz) 20W HW Activation incl. | 2 |  | 5389.0233 | 10778.0466 | 40 | 6466.828
1.8.1.13.1 | Single Radio Unit RUS 02B3 (1800MHz) 20W HW Activation incl. | 1 |  | 5389.0233 | 5389.0233 | 40 | 3233.414
1.8.1.14 | Single Radio Unit RUS-01B7 (2600MHz) 20W HW Activation incl. | 2 |  | 3300 | 6600 | 40 | 3960
1.8.1.14.1 | Single Radio Unit RUS-01B7 (2600MHz) 20W HW Activation incl. | 1 |  | 3300 | 3300 | 40 | 1980
1.8.2 | Additional 1 Sector 2 1 1 1 | 1 |  | 6588.4757 | 6588.4757 | 40 | 3953.0854
1.8.2.1 | RBS 6101_Additional 1 Sector of 3cc@20Wpcc | 1 |  | 6588.4757 | 6588.4757 | 40 | 3953.0854
1.8.2.1.1 | PRODUCT PACKAGE/WCDMA Expansions or Upgr (FAP1301603/2) | 1 |  | 6588.4757 | 6588.4757 | 40 | 3953.0854
1.8.2.1.1.1 | Output Power HWAC 20W->40W (per RU) | 1 |  | 967.9358 | 967.9358 | 40 | 580.7615
1.8.2.1.1.2 | Output Power HWAC 40W->60W (per RU) | 1 |  | 967.9358 | 967.9358 | 40 | 580.7615
1.8.2.1.1.3 | Single WCDMA Radio Unit RUW 01 B1 (2100 MHz) 20W HW Activation incl. | 1 |  | 2064.001 | 2064.001 | 40 | 1238.4006
1.8.2.1.1.4 | WCDMA Cell Carrier HWAC | 3 |  | 862.8677 | 2588.6031 | 40 | 1553.1618
1.8.3 | 3G 3cc 2nd Carrier: Existing 3HScc SW Features 6 | 1 |  | 12677.7415 | 12677.7415 | 85.6 | 1825.5948
1.8.3.1 | 21 Mbps SW features, per 3HScc (TPCM only) | 1 |  | 2292.1177 | 2292.1177 | 85.6 | 330.0649
1.8.3.1.1 | FAJ1211328 R1, Enhanced Layer2, 3HScc | 1 |  | 509.3595 | 509.3595 | 85.6 | 73.3478
1.8.3.1.2 | FAJ1211331 R1, HSDPA 64 QAM, 3HScc | 1 |  | 1782.7582 | 1782.7582 | 85.6 | 256.7172
1.8.3.2 | FAJ1211106 R1, IF/IRAT mobility on HSPA p.3HScc | 1 |  | 303.0689 | 303.0689 | 85.6 | 43.6419
1.8.3.2.1 | FAJ1211106 R1, IF/IRAT mobility on HSPA, 3HScc | 1 |  | 303.0689 | 303.0689 | 85.6 | 43.6419
1.8.3.3 | HSDPA up to 32 users per cell, 3HScc (TPCM only) | 1 |  | 1069.6549 | 1069.6549 | 85.6 | 154.0303
1.8.3.3.1 | FAJ1210398 R1, HSDPA up to 32 users, 3HScc | 1 |  | 1069.6549 | 1069.6549 | 85.6 | 154.0303
1.8.3.4 | Node B SW features, per 3 HScc (TPCM only) | 1 |  | 9012.9 | 9012.9 | 85.6 | 1297.8576
1.8.3.4.1 | Node B SW features, per 3 HScc | 1 |  | 9012.9 | 9012.9 | 85.6 | 1297.8576
1.8.4 | 3G 3cc 2nd Carrier: For HSDPA IFLS 6 | 1 |  | 333.6305 | 333.6305 | 85.6 | 48.0428
1.8.4.1 | FAJ1211467, HSDPA Inter frequency Load Sharing p.3HScc | 1 |  | 333.6305 | 333.6305 | 85.6 | 48.0428
1.8.4.1.1 | FAJ1211467 R1, HSDPA Inter freq load sharing, 3HScc | 1 |  | 333.6305 | 333.6305 | 85.6 | 48.0428
1.8.5 | 3G 3cc 2nd Carrier: EUL 6 | 1 |  | 1324.3346 | 1324.3346 | 85.6 | 190.7042
1.8.5.1 | FAJ1211112 R1 EUL Scheduler support for 6 cell carriers p.Node | 1 |  | 1324.3346 | 1324.3346 | 85.6 | 190.7042
1.8.5.1.1 | FAJ1211112 R1, EUL Scheduler support for 6 cell carriers, Node | 1 |  | 1324.3346 | 1324.3346 | 85.6 | 190.7042
| Sub total for gross | [5 empty] | 85085.6766
| Sub total for Net | [5 empty] | 44514.3238
| Sub total for Support | [5 empty] | 0
| Net total with support | [5 empty] | 44514.3238

## Site 5068
Project name: | Singtel FY xxxxxx
Revision: | 01
Date: | 19 June, 2012
Item No | Name | Qty | Product Unit | Unit Gross (SGD) | Total Gross (SGD) | Discount (%) | Total Net (SGD) | 1st Year Support (SGD)
1 | NEW PHASE
1.9 | Site 5068 | 1 |  | 85891.3815 | 85891.3815 | 47.6109 | 44997.7467 | 0
1.9.1 | Additional 1 Sector for LTE 2 2 | 1 |  | 64161.4943 | 64161.4943 | 40 | 38496.8966
1.9.1.1 | 1xBatt Shelf | 1 |  | 926.1429 | 926.1429 | 40 | 555.6857
1.9.1.1.1 | Prepared for internal battery back-up one shelf | 1 |  | 926.1429 | 926.1429 | 40 | 555.6857
1.9.1.2 | 1xECU | 1 |  | 1655.4183 | 1655.4183 | 40 | 993.251
1.9.1.2.1 | Extended Cimate System | 1 |  | 1655.4183 | 1655.4183 | 40 | 993.251
1.9.1.3 | 1xPDU | 3 |  | 491.9394 | 1475.8182 | 40 | 885.4909
1.9.1.3.1 | Additional PDU (Power Distribution Unit) for additional RU a | 1 |  | 491.9394 | 491.9394 | 40 | 295.1636
1.9.1.4 | 1xPSU | 4 |  | 313.7654 | 1255.0618 | 40 | 753.0371
1.9.1.4.1 | PSU 230VAC: Power Supply Unit, 230 VAC | 1 |  | 313.7654 | 313.7654 | 40 | 188.2593
1.9.1.5 | 1xRadio Shelf | 1 |  | 666.3441 | 666.3441 | 40 | 399.8064
1.9.1.5.1 | Cabinet Expansion kit from 6 RU to 12 RU (no RU incl.) | 1 |  | 666.3441 | 666.3441 | 40 | 399.8064
1.9.1.6 | Additional 10MHz Bandwidth HWAC | 1 |  | 700.3693 | 700.3693 | 40 | 420.2216
1.9.1.6.1 | Upgrade From 10MHz to 20MHz | 1 |  | 700.3693 | 700.3693 | 40 | 420.2216
1.9.1.7 | Additional Output Power HWAC 20W->40W (per RU) | 4 |  | 967.9358 | 3871.7433 | 40 | 2323.046
1.9.1.7.1 | Output Power HWAC 20W->40W (per RU) | 1 |  | 967.9358 | 967.9358 | 40 | 580.7615
1.9.1.8 | Battery set, 48V/100 Ah,incl.cable set for RBS 6102 (1 piece) | 2 |  | 5209 | 10418 | 40 | 6250.8
1.9.1.8.1 | Battery set, 48V/100 Ah,incl.cable set for RBS 6102 | 1 |  | 5209 | 5209 | 40 | 3125.4
1.9.1.9 | DUL with 63Mbps* (Indoor) | 1 |  | 9312.3647 | 9312.3647 | 40 | 5587.4188
1.9.1.9.1 | Indoor DUL with 63 Mbps | 1 |  | 9312.3647 | 9312.3647 | 40 | 5587.4188
1.9.1.10 | Indoor DUL with 63 Mbps to 127 Mbps | 1 |  | 1980.13 | 1980.13 | 40 | 1188.078
1.9.1.10.1 | Indoor DUL with 63 Mbps to 127 Mbps | 1 |  | 1980.13 | 1980.13 | 40 | 1188.078
1.9.1.11 | LTE-FDD Cell Carrier 10MHz Bandwidth HWAC | 2 |  | 1308.5572 | 2617.1145 | 40 | 1570.2687
1.9.1.11.1 | LTE-FDD Cell Carrier 10MHz Bandwidth HWAC | 1 |  | 1308.5572 | 1308.5572 | 40 | 785.1343
1.9.1.12 | RBS6102 Cabinet Only | 1 |  | 11904.9408 | 11904.9408 | 40 | 7142.9645
1.9.1.12.1 | Additional PDU (Power Distribution Unit) for additional RU a | 1 |  | 491.9394 | 491.9394 | 40 | 295.1636
1.9.1.12.2 | Prepared for internal battery back-up one shelf | 1 |  | 926.1429 | 926.1429 | 40 | 555.6857
1.9.1.12.3 | PSU 230VAC: Power Supply Unit, 230 VAC | 3 |  | 313.7654 | 941.2963 | 40 | 564.7778
1.9.1.12.4 | RBS 6102 Cabinet for up to 6 RU, 230 VAC (no RU, no PSU incl.) | 1 |  | 5940.163 | 5940.163 | 40 | 3564.0978
1.9.1.12.5 | Prepared for internal battery back-up two shelves | 0 |  | 1527.5309 | 0 | 40 | 0
1.9.1.12.6 | BFU, Battery Fuse Unit | 1 |  | 594.8555 | 594.8555 | 40 | 356.9133
1.9.1.12.7 | Battery set, 48V/100 Ah,incl.cable set for RBS 6102 | 0 |  | 5209 | 0 | 40 | 0
1.9.1.12.8 | SAU Support Alarm Unit | 1 |  | 275.4361 | 275.4361 | 40 | 165.2617
1.9.1.12.9 | Service Outlet | 1 |  | 78.1867 | 78.1867 | 40 | 46.912
1.9.1.12.10 | Smoke Detector kit | 1 |  | 823.9017 | 823.9017 | 40 | 494.341
1.9.1.12.11 | External Alarm OVP (8 ports) | 1 |  | 270.6227 | 270.6227 | 40 | 162.3736
1.9.1.12.12 | Door Handle | 0 |  | 119.0755 | 0 | 40 | 0
1.9.1.12.13 | Lifting Eyes | 0 |  | 56.5262 | 0 | 40 | 0
1.9.1.12.14 | Door Lock + key type (Customer Specific) | 1 |  | 212.8868 | 212.8868 | 40 | 127.7321
1.9.1.12.15 | Service Light | 1 |  | 206.8764 | 206.8764 | 40 | 124.1258
1.9.1.12.16 | Adaptor Frame 6102 | 1 |  | 1142.6334 | 1142.6334 | 40 | 685.58
1.9.1.13 | Single Radio Unit RUS 02B3 (1800MHz) 20W HW Activation incl. | 2 |  | 5389.0233 | 10778.0466 | 40 | 6466.828
1.9.1.13.1 | Single Radio Unit RUS 02B3 (1800MHz) 20W HW Activation incl. | 1 |  | 5389.0233 | 5389.0233 | 40 | 3233.414
1.9.1.14 | Single Radio Unit RUS-01B7 (2600MHz) 20W HW Activation incl. | 2 |  | 3300 | 6600 | 40 | 3960
1.9.1.14.1 | Single Radio Unit RUS-01B7 (2600MHz) 20W HW Activation incl. | 1 |  | 3300 | 3300 | 40 | 1980
1.9.2 | 3G 3cc 2nd Carrier: Existing 3HScc SW Features | 1 |  | 12677.7415 | 12677.7415 | 85.6 | 1825.5948
1.9.2.1 | 21 Mbps SW features, per 3HScc (TPCM only) | 1 |  | 2292.1177 | 2292.1177 | 85.6 | 330.0649
1.9.2.1.1 | FAJ1211328 R1, Enhanced Layer2, 3HScc | 1 |  | 509.3595 | 509.3595 | 85.6 | 73.3478
1.9.2.1.2 | FAJ1211331 R1, HSDPA 64 QAM, 3HScc | 1 |  | 1782.7582 | 1782.7582 | 85.6 | 256.7172
1.9.2.2 | FAJ1211106 R1, IF/IRAT mobility on HSPA p.3HScc | 1 |  | 303.0689 | 303.0689 | 85.6 | 43.6419
1.9.2.2.1 | FAJ1211106 R1, IF/IRAT mobility on HSPA, 3HScc | 1 |  | 303.0689 | 303.0689 | 85.6 | 43.6419
1.9.2.3 | HSDPA up to 32 users per cell, 3HScc (TPCM only) | 1 |  | 1069.6549 | 1069.6549 | 85.6 | 154.0303
1.9.2.3.1 | FAJ1210398 R1, HSDPA up to 32 users, 3HScc | 1 |  | 1069.6549 | 1069.6549 | 85.6 | 154.0303
1.9.2.4 | Node B SW features, per 3 HScc (TPCM only) | 1 |  | 9012.9 | 9012.9 | 85.6 | 1297.8576
1.9.2.4.1 | Node B SW features, per 3 HScc | 1 |  | 9012.9 | 9012.9 | 85.6 | 1297.8576
1.9.3 | 3G 3cc 2nd Carrier: For HSDPA IFLS | 1 |  | 333.6305 | 333.6305 | 85.6 | 48.0428
1.9.3.1 | FAJ1211467, HSDPA Inter frequency Load Sharing p.3HScc | 1 |  | 333.6305 | 333.6305 | 85.6 | 48.0428
1.9.3.1.1 | FAJ1211467 R1, HSDPA Inter freq load sharing, 3HScc | 1 |  | 333.6305 | 333.6305 | 85.6 | 48.0428
1.9.4 | 3G 3cc 2nd Carrier: EUL | 1 |  | 1324.3346 | 1324.3346 | 85.6 | 190.7042
1.9.4.1 | FAJ1211112 R1 EUL Scheduler support for 6 cell carriers p.Node | 1 |  | 1324.3346 | 1324.3346 | 85.6 | 190.7042
1.9.4.1.1 | FAJ1211112 R1, EUL Scheduler support for 6 cell carriers, Node | 1 |  | 1324.3346 | 1324.3346 | 85.6 | 190.7042
1.9.5 | Additional 1 Sector 2 1 1 2 | 1 |  | 7394.1806 | 7394.1806 | 40 | 4436.5083
1.9.5.1 | RBS 6101_Additional 1 Sector of 3cc@20Wpcc (Addn 1xPSU, 1xPDU) | 1 |  | 7394.1806 | 7394.1806 | 40 | 4436.5083
1.9.5.1.1 | PRODUCT PACKAGE/WCDMA Expansions or Upgr (FAP1301603/2) | 1 |  | 7394.1806 | 7394.1806 | 40 | 4436.5083
1.9.5.1.1.1 | Additional PDU (Power Distribution Unit) for additional RU a | 1 |  | 491.9394 | 491.9394 | 40 | 295.1636
1.9.5.1.1.2 | Output Power HWAC 20W->40W (per RU) | 1 |  | 967.9358 | 967.9358 | 40 | 580.7615
1.9.5.1.1.3 | Output Power HWAC 40W->60W (per RU) | 1 |  | 967.9358 | 967.9358 | 40 | 580.7615
1.9.5.1.1.4 | PSU 230VAC: Power Supply Unit, 230 VAC | 1 |  | 313.7654 | 313.7654 | 40 | 188.2593
1.9.5.1.1.5 | Single WCDMA Radio Unit RUW 01 B1 (2100 MHz) 20W HW Activation incl. | 1 |  | 2064.001 | 2064.001 | 40 | 1238.4006
1.9.5.1.1.6 | WCDMA Cell Carrier HWAC | 3 |  | 862.8677 | 2588.6031 | 40 | 1553.1618
| Sub total for gross | [5 empty] | 85891.3815
| Sub total for Net | [5 empty] | 44997.7467
| Sub total for Support | [5 empty] | 0
| Net total with support | [5 empty] | 44997.7467